## TITLE PAGE
Water Resources Planning Tables 2019
v15 - June 2018
All queries on the content of this workbook should be sent to:
water-company-plan@environment-agency.gov.uk
Water resource zone information
Company: |  | South Staffs Water
Resource Zone Name: |  | South Staffs WRZ |  |  |  |  | Data validation: Cell D20
Resource Zone Number: |  | 1 |  |  |  |  | Dry Year Annual Average
Planning Scenario Name: |  | Dry Year Annual Average | DYAA | Normal Year Annual Average |  |  | Dry Year Critical Period
Chosen Level of Service: |  | 1 in 40 years |  |  |  |  | Dry Year Annual Average - benchmarking data
Base Year: |  | 2017-18 |  |  |  |  | Dry Year Critical Period - benchmarking data
Responsible Officer: |  | Ken MacDonald | Signed: | Ken MacDonald | Dated: | 2019-11-05
Version: |  | v15 - June 2018 |  | [Digital signature is acceptable]
Key to cells
Clear cells - indicate an input is required
Yellow shaded cells - indicates a formula.
Blue shaded cells - indicate base year data.
Light grey shaded cells - indicate preceding years.
Dark grey cells - indicate that no data entry is required.
Worksheet |  | Content
WRZ summary |  | Supply-Demand Balance and components
1. BL Licences |  | Baseline water resources
2. BL Supply |  | Baseline water supplies
3. BL Demand |  | Baseline demand
4. BL SDB |  | Baseline supply demand balance
5. Feasible options |  | Fixed and Variable costs, Net Present Value, AIC and AISC of all feasible options (confidential)
6. Preferred options |  | High level costs of preferred options (Dry Year) - publicly available
7. FP Supply |  | Final Planning water supplies (impact of Scenario options)
8. FP Demand |  | Final Planning demand (impact of Scenario options)
9. FP SDB |  | Final Planning supply demand balance
10. Drought plan links |  | Drought plan links

## WRZ summary
Summary graphs of water resources planning tables data
South Staffs Water
South Staffs WRZ
DERIVATION | DESCRIPTION | UNITS |  | For info 2017-18 | For info 2018-19 | For info 2019-20 | 2020-21 | 2021-22 | 2022-23 | 2023-24 | 2024-25 | 2025-26 | 2026-27 | 2027-28 | 2028-29 | 2029-2030 | 2030-2031 | 2031-2032 | 2032-33 | 2033-34 | 2034-35 | 2035-36 | 2036-37 | 2037-38 | 2038-39 | 2039-40 | 2040-41 | 2041-42 | 2042-43 | 2043-44 | 2044-45
SUPPLY
13BL | Total water available for use | Ml/d | 326.294 | 0 | 0 | 0 | 319.431 | 319.1433 | 318.8556 | 318.5679 | 318.2803 | 320.6276 | 320.3399 | 320.0523 | 319.7646 | 326.6507 | 326.363 | 326.0754 | 325.7877 | 325.5 | 325.2123 | 324.9247 | 324.637 | 324.3493 | 324.0617 | 323.774 | 323.4863 | 323.1986 | 322.911 | 322.6233 | 322.3356
13FP | Total water available for use | Ml/d | 326.294 | 0 | 0 | 0 | 319.431 | 319.1433 | 318.8556 | 318.5679 | 318.2803 | 326.9776 | 326.5254 | 326.2331 | 325.9409 | 332.8224 | 332.5301 | 332.2379 | 331.9456 | 331.6534 | 331.3611 | 331.0688 | 330.7766 | 330.4843 | 330.1921 | 329.8998 | 329.6075 | 329.3153 | 329.023 | 328.7308 | 328.4385
| DEMAND |  | 0.3
26BL | Unmeasured household consumption | Ml/d | 116.5438 | 116.5438 | 115.3771 | 113.832 | 112.1596 | 110.4967 | 108.8427 | 107.3578 | 105.8828 | 104.115 | 102.3596 | 100.6165 | 98.8859 | 97.1677 | 95.4323 | 93.7346 | 92.0824 | 90.4835 | 88.946 | 87.4699 | 86.0553 | 84.7023 | 83.411 | 82.1814 | 81.0138 | 79.908 | 78.8643 | 77.8826 | 76.9631
26FP | Unmeasured household consumption | Ml/d | 116.5438 | 116.5438 | 115.3771 | 113.832 | 111.1521 | 108.4646 | 105.768 | 103.2221 | 100.6676 | 97.9891 | 95.3215 | 92.6656 | 90.0205 | 87.3865 | 84.7387 | 82.1285 | 79.564 | 77.0535 | 74.6053 | 72.2198 | 69.8973 | 67.638 | 65.4427 | 63.3116 | 61.2452 | 59.244 | 57.3085 | 55.4389 | 54.5235
25BL | Measured household consumption | Ml/d | 57.3298 | 57.3298 | 60.4899 | 63.6055 | 66.6556 | 69.6388 | 72.6474 | 75.6696 | 78.6603 | 81.5296 | 84.3854 | 87.0651 | 89.7909 | 92.4837 | 94.7839 | 97.0285 | 99.2243 | 101.3685 | 103.427 | 105.4251 | 107.3836 | 109.347 | 111.2433 | 113.0786 | 114.8509 | 116.5585 | 118.1392 | 119.6762 | 121.1847
25FP | Measured household consumption | Ml/d | 57.3298 | 57.3298 | 60.4899 | 63.6055 | 67.2347 | 70.8095 | 74.4209 | 78.0562 | 81.6697 | 85.342 | 89.0016 | 92.4851 | 96.0158 | 99.5143 | 102.6166 | 105.6633 | 108.6605 | 111.6052 | 114.4628 | 117.2586 | 120.013 | 122.7704 | 125.4586 | 128.083 | 130.6417 | 133.1324 | 135.4927 | 137.8054 | 139.198
23BL+24BL | Non-household consumption | Ml/d | 55.9741 | 55.9741 | 55.6307 | 55.6114 | 55.6034 | 55.6057 | 55.6178 | 55.6378 | 55.6648 | 55.6995 | 55.739 | 55.7846 | 55.834 | 55.8873 | 55.9441 | 56.0042 | 56.067 | 56.1317 | 56.1993 | 56.2681 | 56.3387 | 56.411 | 56.4854 | 56.5604 | 56.6366 | 56.7141 | 56.7926 | 56.8722 | 56.9528
23FP+24FP | Non-household consumption | Ml/d | 55.9741 | 55.9741 | 55.6307 | 55.6114 | 55.574 | 55.5468 | 55.5293 | 55.5199 | 55.5174 | 55.5521 | 55.5916 | 55.6372 | 55.6866 | 55.7399 | 55.7968 | 55.8568 | 55.9197 | 55.9843 | 56.0519 | 56.1207 | 56.1914 | 56.2636 | 56.338 | 56.413 | 56.4893 | 56.5667 | 56.6452 | 56.7248 | 56.8054
40BL | Total leakage | Ml/d | 70.54 | 70.54 | 70.54 | 70.54 | 70.54 | 70.54 | 70.54 | 70.54 | 70.54 | 70.54 | 70.54 | 70.54 | 70.54 | 70.54 | 70.54 | 70.54 | 70.54 | 70.54 | 70.54 | 70.54 | 70.54 | 70.54 | 70.54 | 70.54 | 70.54 | 70.54 | 70.54 | 70.54 | 70.54
40FP | Total leakage | Ml/d | 70.54 | 70.54 | 70.54 | 70.54 | 67.04 | 63.54 | 60.04 | 56.54 | 53.04 | 52.3879 | 51.7358 | 51.0837 | 50.4316 | 49.7795 | 49.1274 | 48.4753 | 47.8233 | 47.1712 | 46.5191 | 45.867 | 45.2149 | 44.5628 | 43.9107 | 43.2586 | 42.6065 | 41.9544 | 41.3023 | 40.6502 | 39.9981
11BL-(23BL:26BL)-40BL | Other components of demand | Ml/d | 2.7752 | 2.7752 | 2.7752 | 2.4774 | 2.3452 | 2.2063 | 2.0619 | 2.0127 | 2.0366 | 2.0612 | 2.0855 | 2.1096 | 2.132 | 2.1548 | 2.1772 | 2.1963 | 2.2149 | 2.2331 | 2.2509 | 2.268 | 2.2846 | 2.3009 | 2.3173 | 2.3331 | 2.3484 | 2.3632 | 2.3775 | 2.3908 | 2.4037
11FP-(23FP:26FP)-40FP | Other components of demand | Ml/d | 2.7752 | 2.7752 | 2.7752 | 2.4774 | 2.3452 | 2.2063 | 2.0619 | 2.0127 | 2.0366 | 2.0612 | 2.0855 | 2.1096 | 2.132 | 2.1548 | 2.1772 | 2.1963 | 2.2149 | 2.2331 | 2.2509 | 2.268 | 2.2846 | 2.3009 | 2.3173 | 2.3331 | 2.3484 | 2.3632 | 2.3775 | 2.3908 | 2.4037
| Total demand + target headroom (baseline) | Ml/d | 310.2128 | 310.2128 | 312.003 | 313.3563 | 314.8638 | 316.3075 | 317.6697 | 319.4779 | 321.3545 | 322.6954 | 324.1195 | 325.3358 | 326.7927 | 328.1435 | 328.4575 | 328.8035 | 329.3386 | 329.8168 | 330.2632 | 330.7211 | 331.1323 | 331.7512 | 332.397 | 332.8835 | 333.4897 | 334.1538 | 334.7437 | 335.1417 | 335.8142
| Total demand + target headroom (final plan) | Ml/d | 310.2128 | 310.2128 | 312.003 | 313.3563 | 310.9061 | 308.3872 | 305.7801 | 303.6109 | 301.5013 | 302.0824 | 302.746 | 303.2013 | 303.8965 | 304.485 | 304.0367 | 303.6202 | 303.3923 | 303.1072 | 302.79 | 302.4841 | 302.1311 | 301.9858 | 301.8672 | 301.5893 | 301.431 | 301.3307 | 301.1562 | 300.7901 | 300.6987
SUPPLY-DEMAND BALANCE
16BL | Target headroom | Ml/d | 7.05 | 7.05 | 7.19 | 7.29 | 7.56 | 7.82 | 7.96 | 8.26 | 8.57 | 8.75 | 9.01 | 9.22 | 9.61 | 9.91 | 9.58 | 9.3 | 9.21 | 9.06 | 8.9 | 8.75 | 8.53 | 8.45 | 8.4 | 8.19 | 8.1 | 8.07 | 8.03 | 7.78 | 7.77
16FP | Target headroom | Ml/d | 7.05 | 7.05 | 7.19 | 7.29 | 7.56 | 7.82 | 7.96 | 8.26 | 8.57 | 8.75 | 9.01 | 9.22 | 9.61 | 9.91 | 9.58 | 9.3 | 9.21 | 9.06 | 8.9 | 8.75 | 8.53 | 8.45 | 8.4 | 8.19 | 8.1 | 8.07 | 8.03 | 7.78 | 7.77
17BL | Available headroom | Ml/d | 23.1312 | 0 | 0 | 0 | 12.1271 | 10.6558 | 9.1459 | 7.3501 | 5.4958 | 6.6822 | 5.2305 | 3.9365 | 2.5818 | 8.4172 | 7.4855 | 6.5718 | 5.659 | 4.7432 | 3.8491 | 2.9535 | 2.0347 | 1.0482 | 0.064699 | -0.91956 | -1.9034 | -2.8852 | -3.8027 | -4.7384 | -5.7086
17FP | Available headroom | Ml/d | 23.1312 | 0 | 0 | 0 | 16.0849 | 18.5761 | 21.0355 | 23.217 | 25.3489 | 33.6452 | 32.7894 | 32.2519 | 31.6543 | 38.2474 | 38.0734 | 37.9177 | 37.7633 | 37.6062 | 37.4711 | 37.3348 | 37.1754 | 36.9486 | 36.7249 | 36.5005 | 36.2765 | 36.0546 | 35.8968 | 35.7206 | 35.5098
Baseline Supply-Demand Balance:
|  | 2020-21 | 2021-22 | 2022-23 | 2023-24 | 2024-25 | 2025-26 | 2026-27 | 2027-28 | 2028-29 | 2029-2030 | 2030-2031 | 2031-2032 | 2032-33 | 2033-34 | 2034-35 | 2035-36 | 2036-37 | 2037-38 | 2038-39 | 2039-40 | 2040-41 | 2041-42 | 2042-43 | 2043-44 | 2044-45
| SDB (Ml/d) | 4.5671 | 2.8358 | 1.1859 | -0.90994 | -3.0742 | -2.0678 | -3.7795 | -5.2835 | -7.0282 | -1.4928 | -2.0945 | -2.7282 | -3.551 | -4.3168 | -5.0509 | -5.7965 | -6.4953 | -7.4018 | -8.3353 | -9.1096 | -10.0034 | -10.9552 | -11.8327 | -12.5184 | -13.4786
Final Planning Supply-Demand Balance:
|  | 2020-21 | 2021-22 | 2022-23 | 2023-24 | 2024-25 | 2025-26 | 2026-27 | 2027-28 | 2028-29 | 2029-2030 | 2030-2031 | 2031-2032 | 2032-33 | 2033-34 | 2034-35 | 2035-36 | 2036-37 | 2037-38 | 2038-39 | 2039-40 | 2040-41 | 2041-42 | 2042-43 | 2043-44 | 2044-45
| SDB (Ml/d) | 8.5249 | 10.7561 | 13.0755 | 14.957 | 16.7789 | 24.8952 | 23.7794 | 23.0319 | 22.0443 | 28.3374 | 28.4934 | 28.6177 | 28.5533 | 28.5462 | 28.5711 | 28.5848 | 28.6454 | 28.4986 | 28.3249 | 28.3105 | 28.1765 | 27.9846 | 27.8668 | 27.9406 | 27.7398
| Company: | 2026-27: South Staffs Water
| Resource Zone Name | 2026-27: South Staffs WRZ
Resource Zone Number: | bar: 2026-27
| Planning Scenario Name: | 2026-27: Dry Year Annual Average
| Chosen Level of Service: | 2026-27: 1 in 40 years

## 1. BL Licences
Table 1: Baseline licences |  |  |  |  | deployable output (Ml/d)
Row ref | Derivation | Licence number | Source name | Source type | Deployable output (Ml/d) | Annual licensed quantity (Ml/d) | Constraints on deployable output | Additional notes (if desired)
All individual licences:
0.1BL | Sum (0.1BL+...) | - | - | - | 243.87 | 310.87 | -
- | Input |  | MAPW | Groundwater | 0.52 | 0.52 | Licence
- | Input |  | HOPW | Groundwater | 2.2 | 2.45 | Water Quality
- | Input |  | CCPW | Groundwater | 6.91 | 6.91 | Licence
- | Input |  | Blithfield Reservoir | Surface Water | 53.65 | 80 | Inflows to Blithfield Reservoir in dry year | Value based on modelled conjunctive use during critical drought year 1975/76
- | Input |  | River Severn | Surface Water | 180.59 | 220.99 | River regulation capacity from Clywedog Reservoir and Shropshire Groundwater Scheme in dry year | Value based on modelled conjunctive use during critical drought year 1975/76
Input
Grouped licences | Derivation | Licence number | Source name | Source type | DYAA deployable output (Ml/d) | Annual licensed quantity (Ml/d)
0.2BL | Sum (0.2BL+...) | - | Total | - | 154.22 | - | -
- | - |  | BB-MG-SM | - | 10 | 12.6 | -
- | Input |  | BBPW | Groundwater | 0 |  | Pump infrastructure
- | Input |  | MGPWC | Groundwater | 5 |  | water level
- | Input |  | SMPW | Groundwater | 5 |  | water quality
- | - |  | MB-SE | - | 13.47 | 13.47 | -
- | Input |  | MBPW | Groundwater | 8.47 |  | Licence
- | Input |  | SEPW | Groundwater | 5 |  | Licence
- | - |  | CR-HU | - | 5.5 | 9.09 | -
- | Input |  | CRPW1 | Groundwater | 5.5 |  | Water quality
- | Input |  | HUPW | Groundwater | 0 |  | Site decommissioned
- | - |  | AS-CH-CO-HA-HI-KI-PR | - | 80.6 | 84.56 | -
- | Input |  | ASPW | Groundwater | 18 |  | pump infrastructure
- | Input |  | CHPW | Groundwater | 10 |  | pump and blend (nitrate)
- | Input |  | COPW | Groundwater | 18 |  | Licence (Kidderminster Group)
- | Input |  | HAPW | Groundwater | 0 |  | site decommissioned
- | Input |  | HIPW1 | Groundwater | 5.6 |  | pump infrastructure
- | Input |  | KIPW1 | Groundwater | 9 |  | water quality (blend capacity)
- | Input |  | PRPW | Groundwater | 20 |  | pump infrastructure
- | - |  | SH-SO | - | 0 | 6.54 | -
- | Input |  | SHPW | Groundwater | 0 |  | out of supply due to pesticide contamination
- | Input |  | SOPW | Groundwater | 0 |  | out of supply due to failure of blend (Slade Heath)
- | - |  | BV-LH-PH-SA-SS | - | 20.96 | 37.44 | -
- | Input |  | BVPW | Groundwater | 4.5 |  | pump and blend (nitrate)
- | Input |  | LHPW | Groundwater | 5 |  | pump and treatment
- | Input |  | PHPW | Groundwater | 11.46 |  | pump and treatment
- | Input |  | SAPW | Groundwater | 0 |  | Site decommissioned
- | Input |  | SSPW | Groundwater | 0 |  | Site decommissioned
- | - |  | FR-TV | - | 23.69 | 23.69 | -
- | Input |  | FRPW | Groundwater | 10 |  | Licence
- | Input |  | TVPW | Groundwater | 13.69 |  | Licence
Unused licences: | Derivation | Licence number | Source name | Source type | DYAA deployable output (Ml/d) | Annual licensed quantity (Ml/d) | Reason licence is unused
0.3BL | Sum (0.3BL+...) | - | - | - | 0 | 0 | -
Input
- | Input
New licences (within current AMP): | Derivation | Licence number | Source name | Source type | DYAA deployable output (Ml/d) | Annual licensed quantity (Ml/d) | Status of licence
0.4BL | Sum (0.4BL+...) | - | - | - | 0 | 0 | -
Input
- | Input
- | - | - | - | - | - | - | -
Company: |  | South Staffs Water
Resource Zone Name: |  | South Staffs WRZ
Resource Zone Number: |  | 1
Planning Scenario Name: |  | Dry Year Annual Average
Chosen Level of Service: |  | 1 in 40 years
README
Note on C3: Please list only individual licences (i.e. not used in conjunctive use systems).
Note on B13: If additional lines are required please insert into middle of group to ensure automatic calculations pick up all data.
Note on B46: If additional lines are required please insert into middle of group to ensure automatic calculations pick up all data. DO NOT DELETE DEFAULT INPUT ROWS - If unrequired leave blank.
Note on J47: Please state if a licence has been applied for, approved, granted, awaiting mobilisation, or other specified status.
Note on C59: Do not delete default inserted input lines. These are required to generate the autosum of all additional rows added. Additional rows which the user enters can be deleted.

## 2. BL Supply
Table 2: Baseline supply
| Row ref | Component | Derivation | Unit | decimal places | 2017-18 | For info 2017-18 | For info 2018-19 | For info 2019-20 | 2020-21 | 2021-22 | 2022-23 | 2023-24 | 2024-25 | 2025-26 | 2026-27 | 2027-28 | 2028-29 | 2029-2030 | 2030-2031 | 2031-2032 | 2032-33 | 2033-34 | 2034-35 | 2035-36 | 2036-37 | 2037-38 | 2038-39 | 2039-40 | 2040-41 | 2041-42 | 2042-43 | 2043-44 | 2044-45
| 1BL | Raw water abstracted | Input | Ml/d | 2 | 364.9528 | 364.9528 | 366.603 | 367.8563 | 369.0938 | 370.2775 | 371.4997 | 373.0079 | 374.5745 | 375.9204 | 377.0845 | 378.0908 | 379.1577 | 373.0347 | 373.6787 | 374.3047 | 374.9299 | 375.558 | 376.1644 | 376.7724 | 377.4035 | 378.1024 | 378.7982 | 379.4948 | 380.1909 | 380.885 | 381.5149 | 382.1629 | 382.8454
Resources | 2BL | Total raw water imported | sum(2.1BL+2.2BL+2.3BL...) | Ml/d | 2 | 0 | 0 | 0 | 0 | 0 | 0 | 0 | 0 | 0 | 0 | 0 | 0 | 0 | 0 | 0 | 0 | 0 | 0 | 0 | 0 | 0 | 0 | 0 | 0 | 0 | 0 | 0 | 0 | 0
| 2.1BL+ | Raw water imported from: None | Input | Ml/d | 2 | 0 | 0 | 0 | 0 | 0 | 0 | 0 | 0 | 0 | 0 | 0 | 0 | 0 | 0 | 0 | 0 | 0 | 0 | 0 | 0 | 0 | 0 | 0 | 0 | 0 | 0 | 0 | 0 | 0
| - | - | - | - | 2 | - | - | - | - | bar: 2020-21 to 2044-45
| 3BL | Total potable water imported | sum(3.1BL+3.2BL+3.3BL...) | Ml/d | 2 | 0 | 0 | 0 | 0 | 0 | 0 | 0 | 0 | 0 | 0 | 0 | 0 | 0 | 0 | 0 | 0 | 0 | 0 | 0 | 0 | 0 | 0 | 0 | 0 | 0 | 0 | 0 | 0 | 0
| 3.1BL+ | Potable water imported from: None | Input | Ml/d | 2 | 0 | 0 | 0 | 0 | 0 | 0 | 0 | 0 | 0 | 0 | 0 | 0 | 0 | 0 | 0 | 0 | 0 | 0 | 0 | 0 | 0 | 0 | 0 | 0 | 0 | 0 | 0 | 0 | 0
| - | - | - | - | 2 | - | - | - | - | bar: 2020-21 to 2044-45
| 5BL | Total raw water exported (raw exports and non potable uses) | sum(5.1BL+5.2BL+...) | Ml/d | 2 | 1.56 | 1.56 | 1.56 | 1.56 | 1.56 | 1.56 | 1.56 | 1.56 | 1.56 | 1.56 | 1.56 | 1.56 | 1.56 | 1.56 | 1.56 | 1.56 | 1.56 | 1.56 | 1.56 | 1.56 | 1.56 | 1.56 | 1.56 | 1.56 | 1.56 | 1.56 | 1.56 | 1.56 | 1.56
| 5.1BL | Non potable water supplied to: | Input | Ml/d | 2 | 1.56 | 1.56 | 1.56 | 1.56 | 1.56 | 1.56 | 1.56 | 1.56 | 1.56 | 1.56 | 1.56 | 1.56 | 1.56 | 1.56 | 1.56 | 1.56 | 1.56 | 1.56 | 1.56 | 1.56 | 1.56 | 1.56 | 1.56 | 1.56 | 1.56 | 1.56 | 1.56 | 1.56 | 1.56
| 5.2BL+ | Raw water export to: None | Input | Ml/d | 2 | 0 | 0 | 0 | 0 | 0 | 0 | 0 | 0 | 0 | 0 | 0 | 0 | 0 | 0 | 0 | 0 | 0 | 0 | 0 | 0 | 0 | 0 | 0 | 0 | 0 | 0 | 0 | 0 | 0
| - |  | - | - | 2 | - | - | - | - | bar: 2020-21 to 2044-45
| 6BL | Total potable water exported | sum(6.1BL+6.2BL+6.3BL...) | Ml/d | 2 | 41.6 | 41.6 | 41.6 | 41.6 | 41.6 | 41.6 | 41.6 | 41.6 | 41.6 | 41.6 | 41.6 | 41.6 | 41.6 | 41.6 | 41.6 | 41.6 | 41.6 | 41.6 | 41.6 | 41.6 | 41.6 | 41.6 | 41.6 | 41.6 | 41.6 | 41.6 | 41.6 | 41.6 | 41.6
| 6.1BL+ | Potable water export to: STWL licence share | Input | Ml/d | 2 | 40.6 | 40.6 | 40.6 | 40.6 | 40.6 | 40.6 | 40.6 | 40.6 | 40.6 | 40.6 | 40.6 | 40.6 | 40.6 | 40.6 | 40.6 | 40.6 | 40.6 | 40.6 | 40.6 | 40.6 | 40.6 | 40.6 | 40.6 | 40.6 | 40.6 | 40.6 | 40.6 | 40.6 | 40.6
| - | STWL Minor Exports | - | Ml/d | 2 | 1 | 1 | 1 | 1 | bar: 2020-21 to 2044-45
| 7BL | Deployable Output (baseline profile without reductions) | sum(0.1Bl+0.2BL+0.3BL+0.4BL) | Ml/d | 2 | 398.09 | 398.09 | 398.09 | 398.09 | 398.09 | 398.09 | 398.09 | 398.09 | 398.09 | 398.09 | 398.09 | 398.09 | 398.09 | 398.09 | 398.09 | 398.09 | 398.09 | 398.09 | 398.09 | 398.09 | 398.09 | 398.09 | 398.09 | 398.09 | 398.09 | 398.09 | 398.09 | 398.09 | 398.09
Resource (and process) Losses | 8BL | Baseline forecast changes to Deployable Output | sum(8.1BL+8.2BL+8.3BL) | Ml/d | 2 | -1.726 | -1.726 | -2.0137 | -2.3014 | -8.589 | -8.8767 | -9.1644 | -9.4521 | -9.7397 | -7.2074 | -7.4951 | -7.7827 | -8.0704 | -8.3581 | -8.6458 | -8.9334 | -9.2211 | -9.5088 | -9.7964 | -10.0841 | -10.3718 | -10.6595 | -10.9471 | -11.2348 | -11.5225 | -11.8101 | -12.0978 | -12.3855 | -12.6732
| 8.1BL | Change in DO due to climate change | Input (reductions must be expressed as -ve) | Ml/d | 2 | -1.726 | -1.726 | -2.0137 | -2.3014 | -2.589 | -2.8767 | -3.1644 | -3.4521 | -3.7397 | -4.0274 | -4.3151 | -4.6027 | -4.8904 | -5.1781 | -5.4658 | -5.7534 | -6.0411 | -6.3288 | -6.6164 | -6.9041 | -7.1918 | -7.4795 | -7.7671 | -8.0548 | -8.3425 | -8.6301 | -8.9178 | -9.2055 | -9.4932
| 8.2BL | Reductions to restore sustainable abstraction | sum(8.2BL sub components) | Ml/d | 2 | 0 | 0 | 0 | 0 | bar: 2020-21 to 2044-45
| 8.2BL+ | Total for the zone | Input (zero or negative number) | Ml/d | 2 | 0 | 0 | 0 | 0 | bar: 2020-21 to 2044-45
| - |  | - | - | 2 | - | - | - | - | bar: 2020-21 to 2044-45
| 8.3BL | Total other changes to DO (specify, e.g. nitrates): None | Input (reductions must be expressed as -ve) | Ml/d | 2 | 0 | 0 | 0 | 0 | 0 | 0 | 0 | 0 | 0 | 2.82 | 2.82 | 2.82 | 2.82 | 2.82 | 2.82 | 2.82 | 2.82 | 2.82 | 2.82 | 2.82 | 2.82 | 2.82 | 2.82 | 2.82 | 2.82 | 2.82 | 2.82 | 2.82 | 2.82
|  |  | KIPW1 |  | 2 | 0 | 0 | 0 | 0 | 0 | 0 | 0 | 0 | 0 | 2.82 | 2.82 | 2.82 | 2.82 | 2.82 | 2.82 | 2.82 | 2.82 | 2.82 | 2.82 | 2.82 | 2.82 | 2.82 | 2.82 | 2.82 | 2.82 | 2.82 | 2.82 | 2.82 | 2.82
| - |  | - | - | 2 | - | - | - | - | bar: 2020-21 to 2044-45
| 9BL | Raw water losses, treatment works losses and operational use | Input | Ml/d | 2 | 18.63 | 18.63 | 18.63 | 18.63 | 18.63 | 18.63 | 18.63 | 18.63 | 18.63 | 18.815 | 18.815 | 18.815 | 18.815 | 11.6412 | 11.6412 | 11.6412 | 11.6412 | 11.6412 | 11.6412 | 11.6412 | 11.6412 | 11.6412 | 11.6412 | 11.6412 | 11.6412 | 11.6412 | 11.6412 | 11.6412 | 11.6412
| 10BL | Outage allowance | Input | Ml/d | 2 | 8.28 | 8.28 | 8.28 | 8.28 | 8.28 | 8.28 | 8.28 | 8.28 | 8.28 | 8.28 | 8.28 | 8.28 | 8.28 | 8.28 | 8.28 | 8.28 | 8.28 | 8.28 | 8.28 | 8.28 | 8.28 | 8.28 | 8.28 | 8.28 | 8.28 | 8.28 | 8.28 | 8.28 | 8.28
|  | Company: | South Staffs Water
|  | Resource Zone Name: | South Staffs WRZ
|  | Resource Zone Number: | 1
|  | Planning Scenario Name: | Dry Year Annual Average
|  | Chosen Level of Service: | 1 in 40 years

## 3. BL Demand
Table 3: Baseline demand
| Row ref | Component | Derivation | Unit | Decimal places | 2017-18 | For info 2017-18 | For info 2018-19 | For info 2019-20 | 2020-21 | 2021-22 | 2022-23 | 2023-24 | 2024-25 | 2025-26 | 2026-27 | 2027-28 | 2028-29 | 2029-2030 | 2030-2031 | 2031-2032 | 2032-33 | 2033-34 | 2034-35 | 2035-36 | 2036-37 | 2037-38 | 2038-39 | 2039-40 | 2040-41 | 2041-42 | 2042-43 | 2043-44 | 2044-45
Consumption | 19BL | Water delivered measured non-household | Input | Ml/d | 2 | 54.3704 | 54.3704 | 54.0374 | 54.0284 | 54.0308 | 54.0434 | 54.0658 | 54.0961 | 54.1335 | 54.1786 | 54.2284 | 54.2843 | 54.3441 | 54.4077 | 54.4749 | 54.5453 | 54.6185 | 54.6934 | 54.7714 | 54.8506 | 54.9315 | 55.0141 | 55.0989 | 55.1842 | 55.2708 | 55.3586 | 55.4474 | 55.5373 | 55.6283
| 20BL | Water delivered unmeasured non- household | Input | Ml/d | 2 | 2.7179 | 2.7179 | 2.7179 | 2.7179 | 2.7179 | 2.7179 | 2.7179 | 2.7179 | 2.7179 | 2.7179 | 2.7179 | 2.7179 | 2.7179 | 2.7179 | 2.7179 | 2.7179 | 2.7179 | 2.7179 | 2.7179 | 2.7179 | 2.7179 | 2.7179 | 2.7179 | 2.7179 | 2.7179 | 2.7179 | 2.7179 | 2.7179 | 2.7179
| 21BL | Water delivered measured household | Input | Ml/d | 2 | 63.1884 | 63.1884 | 66.7125 | 70.1838 | 73.5792 | 76.8966 | 80.2386 | 83.5921 | 86.9073 | 90.0852 | 93.2448 | 96.207 | 99.2168 | 102.1868 | 104.7571 | 107.2671 | 109.7234 | 112.122 | 114.4263 | 116.6643 | 118.8579 | 121.0573 | 123.1829 | 125.241 | 127.229 | 129.1427 | 130.914 | 132.6346 | 134.3212
| 22BL | Water delivered unmeasured household | Input | Ml/d | 2 | 128.6343 | 128.6343 | 127.3318 | 125.612 | 123.752 | 121.9031 | 120.0643 | 118.4124 | 116.7718 | 114.8088 | 112.86 | 110.9253 | 109.0049 | 107.0988 | 105.179 | 103.3013 | 101.4746 | 99.7076 | 98.0091 | 96.3791 | 94.8179 | 93.3255 | 91.9019 | 90.5474 | 89.2619 | 88.0455 | 86.8983 | 85.8204 | 84.8118
| 23BL | Measured Non Household - Consumption | 19BL-34BL | Ml/d | 2 | 53.3632 | 53.3632 | 53.0194 | 52.9995 | 52.991 | 52.9928 | 53.0043 | 53.0237 | 53.0502 | 53.0844 | 53.1234 | 53.1685 | 53.2173 | 53.2701 | 53.3264 | 53.3859 | 53.4482 | 53.5123 | 53.5794 | 53.6477 | 53.7178 | 53.7895 | 53.8634 | 53.9379 | 54.0136 | 54.0905 | 54.1685 | 54.2475 | 54.3276
| 24BL | Unmeasured Non Household - Consumption | 20BL-35BL | Ml/d | 2 | 2.6108 | 2.6108 | 2.6114 | 2.6119 | 2.6124 | 2.6129 | 2.6135 | 2.614 | 2.6145 | 2.6151 | 2.6156 | 2.6161 | 2.6167 | 2.6172 | 2.6177 | 2.6183 | 2.6188 | 2.6193 | 2.6199 | 2.6204 | 2.6209 | 2.6215 | 2.622 | 2.6225 | 2.6231 | 2.6236 | 2.6241 | 2.6247 | 2.6252
| 25BL | Measured Household - Consumption | 21BL-36BL | Ml/d | 2 | 57.3298 | 57.3298 | 60.4899 | 63.6055 | 66.6556 | 69.6388 | 72.6474 | 75.6696 | 78.6603 | 81.5296 | 84.3854 | 87.0651 | 89.7909 | 92.4837 | 94.7839 | 97.0285 | 99.2243 | 101.3685 | 103.427 | 105.4251 | 107.3836 | 109.347 | 111.2433 | 113.0786 | 114.8509 | 116.5585 | 118.1392 | 119.6762 | 121.1847
| 26BL | Unmeasured Household - Consumption | 22BL-37BL | Ml/d | 2 | 116.5438 | 116.5438 | 115.3771 | 113.832 | 112.1596 | 110.4967 | 108.8427 | 107.3578 | 105.8828 | 104.115 | 102.3596 | 100.6165 | 98.8859 | 97.1677 | 95.4323 | 93.7346 | 92.0824 | 90.4835 | 88.946 | 87.4699 | 86.0553 | 84.7023 | 83.411 | 82.1814 | 81.0138 | 79.908 | 78.8643 | 77.8826 | 76.9631
| 27 - | Percentage of consumption driven by climate change | Input | % | 1 | 0 | 0 | 0.057766 | 0.11653 | 0.17609 | 0.23644 | 0.29767 | 0.36012 | 0.42348 | 0.4867 | 0.5506 | 0.61465 | 0.67948 | 0.74483 | 0.80904 | 0.87349 | 0.93824 | 1.0033 | 1.0686 | 1.1341 | 1.2001 | 1.2669 | 1.3339 | 1.4013 | 1.4691 | 1.5372 | 1.6051 | 1.6734 | 1.7424
| 28 - | Volume of consumption driven by climate change |  | Ml/d | 1 | 0 | 0 | 0.13373 | 0.27156 | 0.41278 | 0.55738 | 0.70581 | 0.85947 | 1.0172 | 1.1746 | 1.3351 | 1.4965 | 1.6614 | 1.8289 | 1.9915 | 2.1555 | 2.321 | 2.4881 | 2.6562 | 2.8258 | 2.9976 | 3.173 | 3.35 | 3.5288 | 3.7094 | 3.8918 | 4.0736 | 4.2577 | 4.4449
PCC and consumption by component | 29BL | Measured Household - PCC | (25BL*1,000,000)/(51BL*1,000) | l/h/d | 1 | 125 | 125 | 124.9 | 124.8 | 124.8 | 124.9 | 125.1 | 125.3 | 125.5 | 125.8 | 126.1 | 126.5 | 126.8 | 127.2 | 127.1 | 127.1 | 127 | 126.9 | 126.8 | 126.7 | 126.6 | 126.5 | 126.4 | 126.3 | 126.2 | 126.1 | 125.9 | 125.8 | 125.6
| 29.1BL | Measured toilet flushing | Input | l/h/d | 1 | 28.0892 | 28.0892 | 27.2668 | 26.4929 | 25.7716 | 25.0968 | 24.4559 | 23.8469 | 23.2654 | 22.7084 | 22.1705 | 21.6547 | 21.1506 | 20.658 | 20.6557 | 20.6538 | 20.6504 | 20.6432 | 20.6351 | 20.6269 | 20.6154 | 20.6031 | 20.5904 | 20.5765 | 20.5607 | 20.5377 | 20.5097 | 20.4763 | 20.4369
| 29.2BL | Measured personal washing | Input | l/h/d | 1 | 53.2472 | 53.2472 | 54.37 | 55.4736 | 56.5648 | 57.6445 | 58.7168 | 59.7807 | 60.8386 | 61.8952 | 62.946 | 63.9982 | 65.0442 | 66.0837 | 66.2006 | 66.3186 | 66.4319 | 66.5331 | 66.6308 | 66.7287 | 66.8165 | 66.9034 | 66.9896 | 67.0718 | 67.1479 | 67.2001 | 67.2341 | 67.2508 | 67.2476
| 29.3BL | Measured clothes washing | Input | l/h/d | 1 | 15.5465 | 15.5465 | 15.4953 | 15.4421 | 15.3899 | 15.3387 | 15.2875 | 15.2364 | 15.1855 | 15.1354 | 15.0848 | 15.0357 | 14.9851 | 14.9331 | 14.8388 | 14.7443 | 14.6484 | 14.5494 | 14.4494 | 14.3491 | 14.2463 | 14.143 | 14.0392 | 13.9343 | 13.8279 | 13.7163 | 13.601 | 13.4821 | 13.3592
| 29.4BL | Measured dish washing | Input | l/h/d | 1 | 12.2689 | 12.2689 | 12.3127 | 12.3506 | 12.3849 | 12.4158 | 12.444 | 12.4696 | 12.4931 | 12.5154 | 12.5358 | 12.5556 | 12.5734 | 12.5892 | 12.6006 | 12.6122 | 12.623 | 12.6315 | 12.6393 | 12.6471 | 12.6531 | 12.6589 | 12.6646 | 12.6695 | 12.6733 | 12.6726 | 12.6685 | 12.6611 | 12.65
| 29.5BL | Measured miscellaneous internal use | Input | l/h/d | 1 | 14.4512 | 14.4512 | 13.9828 | 13.5636 | 13.1877 | 12.8528 | 12.5443 | 12.2651 | 12.0098 | 11.7702 | 11.5496 | 11.3462 | 11.1566 | 10.9844 | 10.8278 | 10.6714 | 10.521 | 10.3851 | 10.2544 | 10.1235 | 10.0036 | 9.8822 | 9.7619 | 9.6463 | 9.5379 | 9.458 | 9.4017 | 9.3653 | 9.3512
| 29.6BL | Measured external use | Input | l/h/d | 1 | 1.4036 | 1.4036 | 1.4522 | 1.4999 | 1.5471 | 1.5939 | 1.6404 | 1.6866 | 1.7328 | 1.779 | 1.8251 | 1.8716 | 1.918 | 1.9644 | 2.0088 | 2.053 | 2.097 | 2.1405 | 2.1839 | 2.227 | 2.2698 | 2.3123 | 2.3546 | 2.3967 | 2.4384 | 2.4794 | 2.5199 | 2.5598 | 2.5989
| 30BL | Unmeasured Household - PCC | (26BL*1,000,000)/(52BL*1,000) | l/h/d | 1 | 134.5 | 134.5 | 134.3 | 134 | 133.8 | 133.6 | 133.4 | 133.2 | 132.9 | 132.7 | 132.5 | 132.3 | 132.1 | 131.8 | 131.6 | 131.3 | 131 | 130.8 | 130.5 | 130.3 | 130 | 129.8 | 129.6 | 129.4 | 129.2 | 129.1 | 128.9 | 128.7 | 128.6
| 30.1BL | Unmeasured toilet flushing | Input | l/h/d | 1 | 30.097 | 30.097 | 29.2158 | 28.3389 | 27.4666 | 26.5991 | 25.7361 | 24.8778 | 24.0241 | 23.1754 | 22.3316 | 21.4928 | 20.6588 | 19.8298 | 19.7413 | 19.6545 | 19.57 | 19.4882 | 19.4096 | 19.3343 | 19.2624 | 19.194 | 19.1292 | 19.0681 | 19.0109 | 18.9575 | 18.9081 | 18.8626 | 18.8212
| 30.2BL | Unmeasured personal washing | Input | l/h/d | 1 | 56.5915 | 56.5915 | 57.2324 | 57.868 | 58.4991 | 59.1258 | 59.7479 | 60.3655 | 60.9786 | 61.5882 | 62.1943 | 62.7971 | 63.3966 | 63.9928 | 63.8125 | 63.6373 | 63.4687 | 63.3084 | 63.1579 | 63.0176 | 62.8881 | 62.7696 | 62.6626 | 62.5673 | 62.4843 | 62.4137 | 62.356 | 62.3112 | 62.2796
| 30.3BL | Unmeasured clothes washing | Input | l/h/d | 1 | 16.2212 | 16.2212 | 16.0767 | 15.9327 | 15.7892 | 15.6463 | 15.5041 | 15.3624 | 15.2213 | 15.0811 | 14.9417 | 14.8031 | 14.6654 | 14.5285 | 14.3715 | 14.2164 | 14.0633 | 13.9126 | 13.7647 | 13.6196 | 13.4772 | 13.3377 | 13.201 | 13.0672 | 12.9362 | 12.8081 | 12.6829 | 12.5605 | 12.4409
| 30.4BL | Unmeasured dish washing | Input | l/h/d | 1 | 12.8497 | 12.8497 | 12.8032 | 12.7566 | 12.71 | 12.6636 | 12.6172 | 12.5709 | 12.5247 | 12.4787 | 12.4331 | 12.3877 | 12.3427 | 12.2979 | 12.2539 | 12.211 | 12.1693 | 12.1293 | 12.0913 | 12.0552 | 12.0212 | 11.9894 | 11.9598 | 11.9324 | 11.9074 | 11.8849 | 11.8647 | 11.8471 | 11.832
| 30.5BL | Unmeasured miscellaneous internal use | Input | l/h/d | 1 | 17.357 | 17.357 | 17.5274 | 17.6979 | 17.8677 | 18.0367 | 18.205 | 18.3727 | 18.5396 | 18.705 | 18.8687 | 19.0308 | 19.1913 | 19.3501 | 19.5051 | 19.6552 | 19.7992 | 19.9357 | 20.0635 | 20.1822 | 20.2915 | 20.3913 | 20.4812 | 20.5611 | 20.6306 | 20.6896 | 20.7378 | 20.7751 | 20.8014
| 30.6BL | Unmeasured external use | Input | l/h/d | 1 | 1.3685 | 1.3685 | 1.4087 | 1.4487 | 1.4885 | 1.5281 | 1.5676 | 1.6069 | 1.646 | 1.685 | 1.7238 | 1.7625 | 1.8011 | 1.8395 | 1.8775 | 1.9155 | 1.9535 | 1.9914 | 2.0294 | 2.0675 | 2.1057 | 2.144 | 2.1824 | 2.221 | 2.2598 | 2.2988 | 2.338 | 2.3774 | 2.4171
| 31BL | Average Household - PCC | ((25BL+26BL)*1,000,000))/(51BL+52BL*1,000) | l/h/d | 1 | 131.2048 | 131.2048 | 130.8814 | 130.5851 | 130.3286 | 130.1142 | 129.9315 | 129.7852 | 129.6718 | 129.5875 | 129.5314 | 129.5128 | 129.5151 | 129.5415 | 129.3167 | 129.1003 | 128.8905 | 128.685 | 128.4877 | 128.2984 | 128.1129 | 127.9322 | 127.7586 | 127.5906 | 127.4273 | 127.2627 | 127.1005 | 126.9377 | 126.7728
| 32BL | Water Taken Unbilled | Input | Ml/d | 2 | 1.2652 | 1.2652 | 1.2652 | 0.96744 | 0.83522 | 0.69631 | 0.55192 | 0.50275 | 0.5266 | 0.55124 | 0.57551 | 0.59958 | 0.62202 | 0.64477 | 0.66716 | 0.68627 | 0.7049 | 0.72312 | 0.74093 | 0.75802 | 0.77462 | 0.79091 | 0.80728 | 0.8231 | 0.83842 | 0.85323 | 0.86752 | 0.88076 | 0.89366
| 33BL | Distribution System Operational Use | Input | Ml/d | 2 | 1.51 | 1.51 | 1.51 | 1.51 | 1.51 | 1.51 | 1.51 | 1.51 | 1.51 | 1.51 | 1.51 | 1.51 | 1.51 | 1.51 | 1.51 | 1.51 | 1.51 | 1.51 | 1.51 | 1.51 | 1.51 | 1.51 | 1.51 | 1.51 | 1.51 | 1.51 | 1.51 | 1.51 | 1.51
Leakage | 34BL | Measured Non Household - USPL | Input | Ml/d | 2 | 1.0072 | 1.0072 | 1.018 | 1.0289 | 1.0398 | 1.0506 | 1.0615 | 1.0724 | 1.0833 | 1.0941 | 1.105 | 1.1159 | 1.1268 | 1.1376 | 1.1485 | 1.1594 | 1.1702 | 1.1811 | 1.192 | 1.2029 | 1.2137 | 1.2246 | 1.2355 | 1.2463 | 1.2572 | 1.2681 | 1.279 | 1.2898 | 1.3007
| 35BL | Unmeasured Non Household - USPL | Input | Ml/d | 2 | 0.10705 | 0.10705 | 0.10652 | 0.10598 | 0.10545 | 0.10492 | 0.10439 | 0.10386 | 0.10333 | 0.10279 | 0.10226 | 0.10173 | 0.1012 | 0.10067 | 0.10013 | 0.099602 | 0.09907 | 0.098538 | 0.098006 | 0.097475 | 0.096943 | 0.096411 | 0.095879 | 0.095347 | 0.094807 | 0.094268 | 0.093728 | 0.093188 | 0.092648
| 36BL | Measured Household - USPL | Input | Ml/d | 2 | 5.8586 | 5.8586 | 6.2226 | 6.5784 | 6.9236 | 7.2578 | 7.5913 | 7.9225 | 8.247 | 8.5556 | 8.8594 | 9.1419 | 9.4259 | 9.7031 | 9.9733 | 10.2386 | 10.4991 | 10.7536 | 10.9993 | 11.2392 | 11.4743 | 11.7103 | 11.9396 | 12.1623 | 12.3781 | 12.5842 | 12.7748 | 12.9585 | 13.1366
| 37BL | Unmeasured Household - USPL | Input | Ml/d | 2 | 12.0905 | 12.0905 | 11.9547 | 11.78 | 11.5925 | 11.4064 | 11.2216 | 11.0546 | 10.889 | 10.6938 | 10.5004 | 10.3088 | 10.119 | 9.9311 | 9.7467 | 9.5668 | 9.3923 | 9.224 | 9.063 | 8.9092 | 8.7626 | 8.6232 | 8.491 | 8.3659 | 8.2481 | 8.1374 | 8.034 | 7.9378 | 7.8487
| 38BL | Void Properties - USPL | Input | Ml/d | 2 | 0.89673 | 0.89673 | 0.80696 | 0.77044 | 0.75259 | 0.73403 | 0.71492 | 0.67268 | 0.62983 | 0.62983 | 0.62983 | 0.62983 | 0.62983 | 0.62983 | 0.62983 | 0.62983 | 0.62983 | 0.62983 | 0.62983 | 0.62983 | 0.62983 | 0.62983 | 0.62983 | 0.62983 | 0.62983 | 0.62983 | 0.62983 | 0.62983 | 0.62983
| 39BL | Distribution Losses | Input | Ml/d | 2 | 50.58 | 50.58 | 50.4312 | 50.2763 | 50.1261 | 49.9862 | 49.8463 | 49.7139 | 49.5876 | 49.4638 | 49.3431 | 49.2418 | 49.1372 | 49.0377 | 48.9416 | 48.8459 | 48.7495 | 48.6529 | 48.5579 | 48.4614 | 48.3626 | 48.2557 | 48.1483 | 48.0402 | 47.932 | 47.8261 | 47.7287 | 47.6309 | 47.5315
| 40BL | Total Leakage | sum(34BL:39BL) | Ml/d | 2 | 70.54 | 70.54 | 70.54 | 70.54 | 70.54 | 70.54 | 70.54 | 70.54 | 70.54 | 70.54 | 70.54 | 70.54 | 70.54 | 70.54 | 70.54 | 70.54 | 70.54 | 70.54 | 70.54 | 70.54 | 70.54 | 70.54 | 70.54 | 70.54 | 70.54 | 70.54 | 70.54 | 70.54 | 70.54
| 41BL | Total Leakage | (40BL*1,000,000)/(48BL*1,000) | l/prop/d | 2 | 119.5615 | 119.5615 | 118.2935 | 117.0288 | 115.8277 | 114.7167 | 113.6274 | 112.5989 | 111.6255 | 110.6976 | 109.8046 | 109.0384 | 108.2662 | 107.5346 | 106.8349 | 106.1505 | 105.4768 | 104.816 | 104.1784 | 103.5479 | 102.9194 | 102.2643 | 101.6213 | 100.9894 | 100.3706 | 99.7769 | 99.236 | 98.7051 | 98.1786
Customer: Properties | 42BL | Measured non-households - properties | Input (total, excluding voids) | 000's | 2 | 27.9922 | 27.9922 | 28.2944 | 28.5966 | 28.8987 | 29.2009 | 29.5031 | 29.8053 | 30.1074 | 30.4096 | 30.7118 | 31.014 | 31.3161 | 31.6183 | 31.9205 | 32.2227 | 32.5248 | 32.827 | 33.1292 | 33.4314 | 33.7335 | 34.0357 | 34.3379 | 34.6401 | 34.9422 | 35.2444 | 35.5466 | 35.8488 | 36.1509
| 43BL | Unmeasured non-households - properties | Input (total, excluding voids) | 000's | 2 | 2.9752 | 2.9752 | 2.9604 | 2.9457 | 2.9309 | 2.9161 | 2.9013 | 2.8865 | 2.8717 | 2.857 | 2.8422 | 2.8274 | 2.8126 | 2.7978 | 2.783 | 2.7683 | 2.7535 | 2.7387 | 2.7239 | 2.7091 | 2.6943 | 2.6796 | 2.6648 | 2.65 | 2.635 | 2.62 | 2.605 | 2.59 | 2.575
| 44BL | All void non-households - properties | Input (voids in each year) | 000's | 2 | 5.469 | 5.469 | 5.469 | 5.469 | 5.469 | 5.469 | 5.469 | 5.469 | 5.469 | 5.469 | 5.469 | 5.469 | 5.469 | 5.469 | 5.469 | 5.469 | 5.469 | 5.469 | 5.469 | 5.469 | 5.469 | 5.469 | 5.469 | 5.469 | 5.469 | 5.469 | 5.469 | 5.469 | 5.469
| 45BL | Total measured households - properties (excl void) | Pre-plan year = input. Forecast years = Previous year 45BL + sum(45.1BL:45.6BL) | 000's | 2 | 198.0655 | 198.0655 | 210.3702 | 222.399 | 234.0696 | 245.369 | 256.643 | 267.8408 | 278.8096 | 289.2443 | 299.5141 | 309.0655 | 318.6673 | 328.0381 | 337.1716 | 346.1414 | 354.9487 | 363.5522 | 371.8586 | 379.9692 | 387.9171 | 395.8954 | 403.647 | 411.1785 | 418.4725 | 425.4421 | 431.8836 | 438.0941 | 444.1147
| 45.1BL | New build properties - properties | Input (new builds in each year) | 000's | 2 | 3.038 | 3.038 | 6.0367 | 6.157 | 5.9627 | 5.6114 | 5.6067 | 5.3835 | 5.1746 | 5.0096 | 4.8949 | 4.2264 | 4.3268 | 4.1458 | 4.0084 | 3.9699 | 3.9573 | 3.9284 | 3.8315 | 3.8356 | 3.8729 | 4.1033 | 4.0766 | 4.0565 | 4.0189 | 3.8947 | 3.5665 | 3.5354 | 3.5456
| 45.2BL | Meter optants - properties | Input (meter optants in each year) | 000's | 2 | 5.503 | 5.503 | 5.6 | 5.6 | 5.575 | 5.55 | 5.525 | 5.5 | 5.475 | 5.425 | 5.375 | 5.325 | 5.275 | 5.225 | 5.125 | 5 | 4.85 | 4.675 | 4.475 | 4.275 | 4.075 | 3.875 | 3.675 | 3.475 | 3.275 | 3.075 | 2.875 | 2.675 | 2.475
| 45.3BL | Compulsory metering - properties | Input (compulsory meters in each year) | 000's | 2 | 0 | 0 | 0 | 0 | 0 | 0 | 0 | 0 | 0 | 0 | 0 | 0 | 0 | 0 | 0 | 0 | 0 | 0 | 0 | 0 | 0 | 0 | 0 | 0 | 0 | 0 | 0 | 0 | 0
| 45.4BL | Metering on change of occupancy - properties | Input (change of occupancy meters in each year) | 000's | 2 | 0 | 0 | 0 | 0 | 0 | 0 | 0 | 0 | 0 | 0 | 0 | 0 | 0 | 0 | 0 | 0 | 0 | 0 | 0 | 0 | 0 | 0 | 0 | 0 | 0 | 0 | 0 | 0 | 0
| 45.5BL | Selective metering - properties | Input (selective meters in each year) | 000's | 2 | 0 | 0 | 0 | 0 | 0 | 0 | 0 | 0 | 0 | 0 | 0 | 0 | 0 | 0 | 0 | 0 | 0 | 0 | 0 | 0 | 0 | 0 | 0 | 0 | 0 | 0 | 0 | 0 | 0
| 45.6BL | Other changes to existing metering - properties | Input (other changes to meters in each year) | 000's | 2 | 0 | 0 | 0.66797 | 0.27184 | 0.13285 | 0.13802 | 0.14235 | 0.31426 | 0.31919 | 0 | 0 | 0 | 0 | 0 | 0 | 0 | 0 | 0 | 0 | 0 | 0 | 0 | 0 | 0 | 0 | 0 | 0 | 0 | 0
| 45.7BL | Measured void households - properties | Input (voids in each year) | 000's | 2 | 5.209 | 5.209 | 4.541 | 4.269 | 4.136 | 3.998 | 3.856 | 3.542 | 3.223 | 3.223 | 3.223 | 3.223 | 3.223 | 3.223 | 3.223 | 3.223 | 3.223 | 3.223 | 3.223 | 3.223 | 3.223 | 3.223 | 3.223 | 3.223 | 3.223 | 3.223 | 3.223 | 3.223 | 3.223
| 46BL | Unmeasured households - properties (excl void) | Input (total) | 000's | 2 | 336.0335 | 336.0335 | 332.2602 | 327.4036 | 322.1919 | 317.0193 | 311.8836 | 307.243 | 302.6409 | 297.2159 | 291.8409 | 286.5159 | 281.2409 | 276.0159 | 270.8909 | 265.8909 | 261.0409 | 256.3659 | 251.8909 | 247.6159 | 243.5409 | 239.6659 | 235.9909 | 232.5159 | 229.2409 | 226.1659 | 223.2909 | 220.6159 | 218.1409
| 47BL | Unmeasured void households - properties | Input (voids in each year) | 000's | 2 | 14.245 | 14.245 | 12.418 | 11.675 | 11.312 | 10.934 | 10.545 | 9.685 | 8.813 | 8.813 | 8.813 | 8.813 | 8.813 | 8.813 | 8.813 | 8.813 | 8.813 | 8.813 | 8.813 | 8.813 | 8.813 | 8.813 | 8.813 | 8.813 | 8.813 | 8.813 | 8.813 | 8.813 | 8.813
| 48BL | Total Resource Zone Properties (incl voids) | SUM(42BL:45BL)+45.7BL+46BL+47BL | 000's | 2 | 589.9894 | 589.9894 | 596.3132 | 602.7578 | 609.0081 | 614.9063 | 620.801 | 626.4716 | 631.9347 | 637.2317 | 642.414 | 646.9278 | 651.5419 | 655.9751 | 660.271 | 664.5282 | 668.7729 | 672.9888 | 677.1076 | 681.2306 | 685.3908 | 689.7816 | 694.1456 | 698.4895 | 702.7956 | 706.9774 | 710.8311 | 714.6537 | 718.4865
Customer: Population | 49BL | Measured Non Household - Population | Input (total) | 000's | 2 | 14.6303 | 14.6303 | 14.9505 | 15.2671 | 15.5911 | 15.9173 | 16.2066 | 16.4817 | 16.7827 | 17.0724 | 17.3644 | 17.6559 | 17.9404 | 18.23 | 18.4443 | 18.6608 | 18.947 | 19.1922 | 19.4124 | 19.6474 | 19.849 | 20.0696 | 20.3056 | 20.5198 | 20.7393 | 20.9324 | 21.1354 | 21.3363 | 21.5438
| 50BL | Unmeasured Non Household - Population | Input (total) | 000's | 2 | 2.9752 | 2.9752 | 2.9604 | 2.9457 | 2.9309 | 2.9161 | 2.9013 | 2.8865 | 2.8717 | 2.857 | 2.8422 | 2.8274 | 2.8126 | 2.7978 | 2.783 | 2.7683 | 2.7535 | 2.7387 | 2.7239 | 2.7091 | 2.6943 | 2.6796 | 2.6648 | 2.65 | 2.635 | 2.62 | 2.605 | 2.59 | 2.575
| 51BL | Measured Household - Population | Input (total) | 000's | 2 | 458.614 | 458.614 | 484.3849 | 509.5657 | 533.9029 | 557.367 | 580.7658 | 603.9783 | 626.6504 | 648.0703 | 669.1316 | 688.4684 | 707.9744 | 727.0002 | 745.5535 | 763.6834 | 781.4683 | 798.9138 | 815.7158 | 832.0686 | 848.1801 | 864.3838 | 880.0878 | 895.3528 | 910.1707 | 924.5968 | 938.0977 | 951.3558 | 964.5101
| 52BL | Unmeasured Household - Population | Input (total) | 000's | 2 | 866.593 | 866.593 | 859.3285 | 849.222 | 838.1304 | 827.0741 | 816.0477 | 806.2547 | 796.5044 | 784.5105 | 772.5644 | 760.6668 | 748.8187 | 737.0207 | 725.3799 | 713.9511 | 702.7897 | 691.9517 | 681.4935 | 671.4183 | 661.7293 | 652.4297 | 643.5227 | 635.0116 | 626.8994 | 619.1895 | 611.885 | 604.9891 | 598.505
| 53BL | Total Resource Zone Population | Sum(49BL:52BL) | 000's | 2 | 1342.8125 | 1342.8125 | 1361.6244 | 1377.0005 | 1390.5553 | 1403.2745 | 1415.9215 | 1429.6013 | 1442.8092 | 1452.5102 | 1461.9026 | 1469.6185 | 1477.5461 | 1485.0487 | 1492.1607 | 1499.0636 | 1505.9585 | 1512.7964 | 1519.3456 | 1525.8435 | 1532.4528 | 1539.5627 | 1546.5809 | 1553.5342 | 1560.4444 | 1567.3387 | 1573.7231 | 1580.2712 | 1587.1339
Occupancy | 54BL | Measured Household - Occupancy Rate (average) (excl voids) | 51BL/45BL | h/prop | 1 | 2.3155 | 2.3155 | 2.3025 | 2.2912 | 2.281 | 2.2715 | 2.2629 | 2.255 | 2.2476 | 2.2406 | 2.2341 | 2.2276 | 2.2217 | 2.2162 | 2.2112 | 2.2063 | 2.2016 | 2.1975 | 2.1936 | 2.1898 | 2.1865 | 2.1834 | 2.1803 | 2.1775 | 2.175 | 2.1733 | 2.1721 | 2.1716 | 2.1718
| 55BL | Unmeasured Household - Occupancy Rate | 52BL/46BL | h/prop | 1 | 2.5789 | 2.5789 | 2.5863 | 2.5938 | 2.6013 | 2.6089 | 2.6165 | 2.6242 | 2.6318 | 2.6395 | 2.6472 | 2.6549 | 2.6626 | 2.6702 | 2.6778 | 2.6851 | 2.6923 | 2.6991 | 2.7055 | 2.7115 | 2.7171 | 2.7222 | 2.7269 | 2.731 | 2.7347 | 2.7378 | 2.7403 | 2.7423 | 2.7437
Metering | 56BL | Total Household Metering penetration (excl. voids) | 45BL/45BL+46BL | % | 0 | 37.08% | 37.08% | 38.77% | 40.45% | 42.08% | 43.63% | 45.14% | 46.57% | 47.95% | 49.32% | 50.65% | 51.89% | 53.12% | 54.31% | 55.45% | 56.56% | 57.62% | 58.65% | 59.62% | 60.54% | 61.43% | 62.29% | 63.11% | 63.88% | 64.61% | 65.29% | 65.92% | 66.51% | 67.06%
| 57BL | Total Household Metering penetration (incl. voids) | 45BL/(45BL+45.7BL+46BL+47BL) | % | 0 | 35.78% | 35.78% | 37.59% | 39.31% | 40.94% | 42.5% | 44.03% | 45.53% | 46.98% | 48.33% | 49.64% | 50.87% | 52.07% | 53.25% | 54.37% | 55.47% | 56.52% | 57.53% | 58.49% | 59.41% | 60.28% | 61.13% | 61.94% | 62.71% | 63.43% | 64.11% | 64.73% | 65.31% | 65.86%
|  | Company: | South Staffs Water
|  | Resource Zone Name: | South Staffs WRZ
|  | Resource Zone Number: | 1
|  | Planning Scenario Name: | Dry Year Annual Average
|  | Chosen Level of Service: | 1 in 40 years

## 4. BL SDB
Table 4: Baseline supply demand balance
| Row ref | Component | Derivation | Unit | Decimal places | 2017-18 | For info 2017-18 | For info 2018-19 | For info 2019-20 | 2020-21 | 2021-22 | 2022-23 | 2023-24 | 2024-25 | 2025-26 | 2026-27 | 2027-28 | 2028-29 | 2029-2030 | 2030-2031 | 2031-2032 | 2032-33 | 2033-34 | 2034-35 | 2035-36 | 2036-37 | 2037-38 | 2038-39 | 2039-40 | 2040-41 | 2041-42 | 2042-43 | 2043-44 | 2044-45
SDB | 11BL | Distribution input | 19BL+20BL+21BL+22BL+32BL+33BL+38BL+39BL | Ml/d | 2 | 303.1628 | 303.1628 | 304.813 | 306.0663 | 307.3038 | 308.4875 | 309.7097 | 311.2179 | 312.7845 | 313.9454 | 315.1095 | 316.1158 | 317.1827 | 318.2335 | 318.8775 | 319.5035 | 320.1286 | 320.7568 | 321.3632 | 321.9711 | 322.6023 | 323.3012 | 323.997 | 324.6935 | 325.3897 | 326.0838 | 326.7137 | 327.3617 | 328.0442
| 12BL | Water Available For Use (own sources) | (7BL+8BL)-(9BL+10BL) | Ml/d | 2 | 369.454 |  |  |  | 362.591 | 362.3033 | 362.0156 | 361.7279 | 361.4403 | 363.7876 | 363.4999 | 363.2123 | 362.9246 | 369.8107 | 369.523 | 369.2354 | 368.9477 | 368.66 | 368.3723 | 368.0847 | 367.797 | 367.5093 | 367.2217 | 366.934 | 366.6463 | 366.3586 | 366.071 | 365.7833 | 365.4956
| 13BL | Total Water Available For Use | 12BL+(2BL+3BL)-(5BL+6BL) | Ml/d | 2 | 326.294 |  |  |  | 319.431 | 319.1433 | 318.8556 | 318.5679 | 318.2803 | 320.6276 | 320.3399 | 320.0523 | 319.7646 | 326.6507 | 326.363 | 326.0754 | 325.7877 | 325.5 | 325.2123 | 324.9247 | 324.637 | 324.3493 | 324.0617 | 323.774 | 323.4863 | 323.1986 | 322.911 | 322.6233 | 322.3356
| 14BL | Target headroom (climate change component) | Input | Ml/d | 2 | 0.3 | 0.3 | 0.36 | 0.4 | 0.45 | 0.52 | 0.57 | 0.62 | 0.69 | 0.75 | 0.8 | 0.86 | 0.92 | 0.99 | 0.98 | 0.98 | 1 | 1 | 1 | 1.01 | 1 | 0.99 | 1.02 | 1 | 1.01 | 1.02 | 1.02 | 0.99 | 1
| 15BL | Target headroom (All other components) | Input | Ml/d | 2 | 6.75 | 6.75 | 6.83 | 6.89 | 7.11 | 7.3 | 7.39 | 7.64 | 7.88 | 8 | 8.21 | 8.36 | 8.69 | 8.92 | 8.6 | 8.32 | 8.21 | 8.06 | 7.9 | 7.74 | 7.53 | 7.46 | 7.38 | 7.19 | 7.09 | 7.05 | 7.01 | 6.79 | 6.77
| 16BL | Target Headroom | 14BL+15BL | Ml/d | 2 | 7.05 | 7.05 | 7.19 | 7.29 | 7.56 | 7.82 | 7.96 | 8.26 | 8.57 | 8.75 | 9.01 | 9.22 | 9.61 | 9.91 | 9.58 | 9.3 | 9.21 | 9.06 | 8.9 | 8.75 | 8.53 | 8.45 | 8.4 | 8.19 | 8.1 | 8.07 | 8.03 | 7.78 | 7.77
| 17BL | Available Headroom | 13BL-11BL | Ml/d | 2 | 23.1312 |  |  |  | 12.1271 | 10.6558 | 9.1459 | 7.3501 | 5.4958 | 6.6822 | 5.2305 | 3.9365 | 2.5818 | 8.4172 | 7.4855 | 6.5718 | 5.659 | 4.7432 | 3.8491 | 2.9535 | 2.0347 | 1.0482 | 0.064699 | -0.91956 | -1.9034 | -2.8852 | -3.8027 | -4.7384 | -5.7086
| 18BL | Supply Demand Balance | 17BL-16BL | Ml/d | 2 | 16.0812 |  |  |  | 4.5671 | 2.8358 | 1.1859 | -0.90994 | -3.0742 | -2.0678 | -3.7795 | -5.2835 | -7.0282 | -1.4928 | -2.0945 | -2.7282 | -3.551 | -4.3168 | -5.0509 | -5.7965 | -6.4953 | -7.4018 | -8.3353 | -9.1096 | -10.0034 | -10.9552 | -11.8327 | -12.5184 | -13.4786
|  | Company: | South Staffs Water
|  | Resource Zone Name: | South Staffs WRZ
|  | Resource Zone Number: | 1
|  | Planning Scenario Name: | Dry Year Annual Average
|  | Chosen Level of Service: | 1 in 40 years

## 5. Feasible Options
Table 5: Feasible options detailed costs | [18 empty] | ENTER DISCOUNT RATE % |  |  |  | 3.5% | 3.5% | 3.5% | 3.5% | 3.5% | 3.5% | 3.5% | 3.5% | 3.5% | 3.5% | 3.5% | 3.5% | 3.5% | 3.5% | 3.5% | 3.5% | 3.5% | 3.5% | 3.5% | 3.5% | 3.5% | 3.5% | 3.5% | 3.5% | 3.5% | 3.5% | 3.5% | 3.5% | 3.5% | 3% | 3% | 3% | 3% | 3% | 3% | 3% | 3% | 3% | 3% | 3% | 3% | 3% | 3% | 3% | 3% | 3% | 3% | 3% | 3% | 3% | 3% | 3% | 3% | 3% | 3% | 3% | 3% | 3% | 3% | 3% | 3% | 3% | 3% | 3% | 3% | 3% | 3% | 3% | 3% | 3% | 3% | 3% | 3% | 3% | 2.5% | 2.5% | 2.5% | 2.5% | 2.5% | 2.5% | 2.5% | 2.5% | 2.5% | 2.5% | 2.5% | 2.5% | 2.5% | 2.5% | 2.5% | 2.5% | 2.5% | 2.5% | 2.5% | 2.5% | 2.5% | 2.5% | 2.5% | 2.5% | 2.5% | 2.5% | 2.5% | 2.5% | 2.5%
Detail the gains in WAFU / savings in demand, and the costs of feasible options under capacity use scenario | [18 empty] | ENTER DISCOUNT PERIOD (YRS) | 80 |  | 1 | 0.96618 | 0.93351 | 0.90194 | 0.87144 | 0.84197 | 0.8135 | 0.78599 | 0.75941 | 0.73373 | 0.70892 | 0.68495 | 0.66178 | 0.6394 | 0.61778 | 0.59689 | 0.57671 | 0.5572 | 0.53836 | 0.52016 | 0.50257 | 0.48557 | 0.46915 | 0.45329 | 0.43796 | 0.42315 | 0.40884 | 0.39501 | 0.38165 | 0.36875 | 0.35801 | 0.34758 | 0.33746 | 0.32763 | 0.31809 | 0.30882 | 0.29983 | 0.29109 | 0.28261 | 0.27438 | 0.26639 | 0.25863 | 0.2511 | 0.24379 | 0.23669 | 0.22979 | 0.2231 | 0.2166 | 0.21029 | 0.20417 | 0.19822 | 0.19245 | 0.18684 | 0.1814 | 0.17612 | 0.17099 | 0.16601 | 0.16117 | 0.15648 | 0.15192 | 0.14749 | 0.1432 | 0.13903 | 0.13498 | 0.13105 | 0.12723 | 0.12352 | 0.11993 | 0.11643 | 0.11304 | 0.10975 | 0.10655 | 0.10345 | 0.10044 | 0.097511 | 0.095133 | 0.092813 | 0.090549 | 0.08834 | 0.086186 | Note: If option costs are required from beyond year 80 then the NPV calculation formula must be amended manually to cover the extended period
[22 empty] | 1 | 2 | 3 | 4 | 5 | 6 | 7 | 8 | 9 | 10 | 11 | 12 | 13 | 14 | 15 | 16 | 17 | 18 | 19 | 20 | 21 | 22 | 23 | 24 | 25 | 26 | 27 | 28 | 29 | 30 | 31 | 32 | 33 | 34 | 35 | 36 | 37 | 38 | 39 | 40 | 41 | 42 | 43 | 44 | 45 | 46 | 47 | 48 | 49 | 50 | 51 | 52 | 53 | 54 | 55 | 56 | 57 | 58 | 59 | 60 | 61 | 62 | 63 | 64 | 65 | 66 | 67 | 68 | 69 | 70 | 71 | 72 | 73 | 74 | 75 | 76 | 77 | 78 | 79 | 80 | 81 | 82 | 83 | 84 | 85 | 86 | 87 | 88 | 89 | 90 | 91 | 92 | 93 | 94 | 95 | 96 | 97 | 98 | 99 | 100 | 101 | 102 | 103 | 104
Row ref | Option name | Option reference no. | Type of option | Preferred Option (Y/N) | Earliest potential option start date (Year) | Costs based on capacity | WAFU on full implementation (Ml/d) | NPV of WAFU (Ml) | CAPEX NPV (£000) | OPEX NPV (£000) | NPV of opex savings (£000) | NPV of carbon (£000) | Social & Env. NPV (£000) | TOTAL NPV (£000) | AIC (p/m3) | AISC (p/m3) | Scope confidence (score 1 to 5) | Cost confidence (score 1 to 5) | Cost component | Derivation | Unit | Year 1 | Year 2 | Year 3 | Year 4 | Year 5 | Year 6 | Year 7 | Year 8 | Year 9 | Year 10 | Year 11 | Year 12 | Year 13 | Year 14 | Year 15 | Year 16 | Year 17 | Year 18 | Year 19 | Year 20 | Year 21 | Year 22 | Year 23 | Year 24 | Year 25 | Year 26 | Year 27 | Year 28 | Year 29 | Year 30 | Year 31 | Year 32 | Year 33 | Year 34 | Year 35 | Year 36 | Year 37 | Year 38 | Year 39 | Year 40 | Year 41 | Year 42 | Year 43 | Year 44 | Year 45 | Year 46 | Year 47 | Year 48 | Year 49 | Year 50 | Year 51 | Year 52 | Year 53 | Year 54 | Year 55 | Year 56 | Year 57 | Year 58 | Year 59 | Year 60 | Year 61 | Year 62 | Year 63 | Year 64 | Year 65 | Year 66 | Year 67 | Year 68 | Year 69 | Year 70 | Year 71 | Year 72 | Year 73 | Year 74 | Year 75 | Year 76 | Year 77 | Year 78 | Year 79 | Year 80 | Year 81 | Year 82 | Year 83 | Year 84 | Year 85 | Year 86 | Year 87 | Year 88 | Year 89 | Year 90 | Year 91 | Year 92 | Year 93 | Year 94 | Year 95 | Year 96 | Year 97 | Year 98 | Year 99 | Year 100 | Year 101 | Year 102 | Year 103 | Year 104
58a | RESOURCE SIDE | bar: 1 Year 1 to 80 Year 80
58.1a | Options to increase raw water abstractions | [17 empty] | Total Mld for SDB component |  |  | 0 | 0 | 0 | 0 | 0 | 0 | 0 | 0 | 0 | 0 | 0 | 0 | 0 | 0 | 0 | 0 | 0 | 0 | 0 | 0 | 0 | 0 | 0 | 0 | 0 | 0 | 0 | 0 | 0 | 0 | 0 | 0 | 0 | 0 | 0 | 0 | 0 | 0 | 0 | 0 | 0 | 0 | 0 | 0 | 0 | 0 | 0 | 0 | 0 | 0 | 0 | 0 | 0 | 0 | 0 | 0 | 0 | 0 | 0 | 0 | 0 | 0 | 0 | 0 | 0 | 0 | 0 | 0 | 0 | 0 | 0 | 0 | 0 | 0 | 0 | 0 | 0 | 0 | 0 | 0 | 0 | 0 | 0 | 0 | 0 | 0 | 0 | 0 | 0 | 0 | 0 | 0 | 0 | 0 | 0 | 0 | 0 | 0 | 0 | 0 | 0 | 0 | 0 | 0
58.1x | SSPW | 1.1.7 | GW enhancement | N | 2020 | Capacity | 4.925 | 42885.8288 | 23555.5065 | 3695.455 | 0 | 0 | 0 | 27250.9614 | 63.543 | 63.543 | 3 | 3 | Gains in WAFU / Savings in demand | Input | Ml/d | [5 empty] | 4.925 | 4.925 | 4.925 | 4.925 | 4.925 | 4.925 | 4.925 | 4.925 | 4.925 | 4.925 | 4.925 | 4.925 | 4.925 | 4.925 | 4.925 | 4.925 | 4.925 | 4.925 | 4.925 | 4.925 | 4.925 | 4.925 | 4.925 | 4.925 | 4.925 | 4.925 | 4.925 | 4.925 | 4.925 | 4.925 | 4.925 | 4.925 | 4.925 | 4.925 | 4.925 | 4.925 | 4.925 | 4.925 | 4.925 | 4.925 | 4.925 | 4.925 | 4.925 | 4.925 | 4.925 | 4.925 | 4.925 | 4.925 | 4.925 | 4.925 | 4.925 | 4.925 | 4.925 | 4.925 | 4.925 | 4.925 | 4.925 | 4.925 | 4.925 | 4.925 | 4.925 | 4.925 | 4.925 | 4.925 | 4.925 | 4.925 | 4.925 | 4.925 | 4.925 | 4.925 | 4.925 | 4.925 | 4.925 | 4.925 | 4.925 | 0 | 0 | 0 | 0 | 0 | 0 | 0 | 0 | 0 | 0 | 0 | 0 | 0 | 0 | 0 | 0 | 0 | 0 | 0 | 0 | 0 | 0 | 0 | 0
[19 empty] | Fixed capex | Input | £000s | 553 | 1107 | 2214 | 3321 | 3874 | [9 empty] | 71.3885 | 214.1655 | 856.662 | 214.1655 | 71.3885 | 59.2359 | 148.0898 | 207.3256 | 148.0898 | 29.618 | 71.3885 | 214.1655 | 856.662 | 214.1655 | 71.3885 | [10 empty] | 130.6244 | 362.2552 | 1063.9877 | 362.2552 | 101.0065 | [5 empty] | 71.3885 | 214.1655 | 856.662 | 214.1655 | 71.3885 | [5 empty] | 276.4342 | 552.8684 | 1105.7368 | 552.8684 | 276.4342 | 71.3885 | 214.1655 | 856.662 | 214.1655 | 71.3885 | [5 empty] | 71.3885 | 214.1655 | 856.662 | 214.1655 | 71.3885 |  | 0 | 0 | 0 | 0 | 0 | 0 | 0 | 0 | 0 | 0 | 0 | 0 | 0 | 0 | 0 | 0 | 0 | 0 | 0 | 0 | 0 | 0 | 0 | 0
[19 empty] | Variable capex | Input | £000s | 81 Year 81: 0; 82 Year 82: 0; 83 Year 83: 0; 84 Year 84: 0; 85 Year 85: 0; 86 Year 86: 0; 87 Year 87: 0; 88 Year 88: 0; 89 Year 89: 0; 90 Year 90: 0; 91 Year 91: 0; 92 Year 92: 0; 93 Year 93: 0; 94 Year 94: 0; 95 Year 95: 0; 96 Year 96: 0; 97 Year 97: 0; 98 Year 98: 0; 99 Year 99: 0; 100 Year 100: 0; 101 Year 101: 0; 102 Year 102: 0; 103 Year 103: 0; 104 Year 104: 0
[19 empty] | Financing costs | Input | £000s | 19.908 | 59.76 | 139.464 | 259.02 | 398.484 | 398.484 | 398.484 | 398.484 | 398.484 | 398.484 | 398.484 | 398.484 | 398.484 | 398.484 | 398.484 | 398.484 | 398.484 | 398.484 | 398.484 | 398.484 | 398.484 | 398.484 | 398.484 | 398.484 | 398.484 | 398.484 | 398.484 | 398.484 | 398.484 | 398.484 | 398.484 | 398.484 | 398.484 | 398.484 | 398.484 | 398.484 | 398.484 | 398.484 | 398.484 | 398.484 | 398.484 | 398.484 | 398.484 | 398.484 | 398.484 | 398.484 | 398.484 | 398.484 | 398.484 | 398.484 | 398.484 | 398.484 | 398.484 | 398.484 | 398.484 | 398.484 | 398.484 | 398.484 | 398.484 | 398.484 | 398.484 | 398.484 | 398.484 | 398.484 | 398.484 | 398.484 | 398.484 | 398.484 | 398.484 | 398.484 | 398.484 | 398.484 | 398.484 | 398.484 | 398.484 | 398.484 | 398.484 | 398.484 | 398.484 | 398.484
[19 empty] | Fixed opex | Input | £000s | [5 empty] | 13.0002 | 13.0002 | 13.0002 | 13.0002 | 13.0002 | 13.0002 | 13.0002 | 13.0002 | 13.0002 | 13.0002 | 13.0002 | 13.0002 | 13.0002 | 13.0002 | 13.0002 | 13.0002 | 13.0002 | 13.0002 | 13.0002 | 13.0002 | 13.0002 | 13.0002 | 13.0002 | 13.0002 | 13.0002 | 13.0002 | 13.0002 | 13.0002 | 13.0002 | 13.0002 | 13.0002 | 13.0002 | 13.0002 | 13.0002 | 13.0002 | 13.0002 | 13.0002 | 13.0002 | 13.0002 | 13.0002 | 13.0002 | 13.0002 | 13.0002 | 13.0002 | 13.0002 | 13.0002 | 13.0002 | 13.0002 | 13.0002 | 13.0002 | 13.0002 | 13.0002 | 13.0002 | 13.0002 | 13.0002 | 13.0002 | 13.0002 | 13.0002 | 13.0002 | 13.0002 | 13.0002 | 13.0002 | 13.0002 | 13.0002 | 13.0002 | 13.0002 | 13.0002 | 13.0002 | 13.0002 | 13.0002 | 13.0002 | 13.0002 | 13.0002 | 13.0002 | 13.0002 | 0 | 0 | 0 | 0 | 0 | 0 | 0 | 0 | 0 | 0 | 0 | 0 | 0 | 0 | 0 | 0 | 0 | 0 | 0 | 0 | 0 | 0 | 0 | 0
[19 empty] | Variable opex | Input | £000s | [5 empty] | 108.7554 | 108.32 | 108.5057 | 111.559 | 109.5786 | 110.1726 | 106.4604 | 104.7344 | 105.8815 | 104.6607 | 99.9325 | 101.5183 | 103.1437 | 104.8098 | 106.5176 | 108.268 | 110.0622 | 111.9013 | 113.7863 | 115.7185 | 117.6989 | 119.7289 | 121.8096 | 123.9424 | 126.1284 | 128.3691 | 130.6659 | 133.02 | 135.433 | 137.9063 | 140.4415 | 143.04 | 145.7035 | 148.4336 | 151.232 | 154.1003 | 157.0403 | 160.0538 | 163.1426 | 166.3087 | 169.5539 | 172.8803 | 176.2898 | 179.7845 | 183.3666 | 187.0383 | 190.8017 | 194.6593 | 198.6133 | 202.6661 | 206.8203 | 211.0783 | 215.4427 | 219.9163 | 224.5017 | 229.2017 | 234.0193 | 238.9573 | 244.0187 | 249.2067 | 254.5243 | 259.9749 | 265.5618 | 271.2883 | 277.1581 | 283.1745 | 289.3414 | 295.6624 | 302.1415 | 308.7825 | 315.5896 | 322.5668 | 329.7185 | 337.0489 | 344.5627 | 0 | 0 | 0 | 0 | 0 | 0 | 0 | 0 | 0 | 0 | 0 | 0 | 0 | 0 | 0 | 0 | 0 | 0 | 0 | 0 | 0 | 0 | 0 | 0
[19 empty] | Opex savings | Input | £000s | 81 Year 81: 0; 82 Year 82: 0; 83 Year 83: 0; 84 Year 84: 0; 85 Year 85: 0; 86 Year 86: 0; 87 Year 87: 0; 88 Year 88: 0; 89 Year 89: 0; 90 Year 90: 0; 91 Year 91: 0; 92 Year 92: 0; 93 Year 93: 0; 94 Year 94: 0; 95 Year 95: 0; 96 Year 96: 0; 97 Year 97: 0; 98 Year 98: 0; 99 Year 99: 0; 100 Year 100: 0; 101 Year 101: 0; 102 Year 102: 0; 103 Year 103: 0; 104 Year 104: 0
[19 empty] | Fixed env & social | Input | £000s | 81 Year 81: 0; 82 Year 82: 0; 83 Year 83: 0; 84 Year 84: 0; 85 Year 85: 0; 86 Year 86: 0; 87 Year 87: 0; 88 Year 88: 0; 89 Year 89: 0; 90 Year 90: 0; 91 Year 91: 0; 92 Year 92: 0; 93 Year 93: 0; 94 Year 94: 0; 95 Year 95: 0; 96 Year 96: 0; 97 Year 97: 0; 98 Year 98: 0; 99 Year 99: 0; 100 Year 100: 0; 101 Year 101: 0; 102 Year 102: 0; 103 Year 103: 0; 104 Year 104: 0
[19 empty] | Variable env & social | Input | £000s | 81 Year 81: 0; 82 Year 82: 0; 83 Year 83: 0; 84 Year 84: 0; 85 Year 85: 0; 86 Year 86: 0; 87 Year 87: 0; 88 Year 88: 0; 89 Year 89: 0; 90 Year 90: 0; 91 Year 91: 0; 92 Year 92: 0; 93 Year 93: 0; 94 Year 94: 0; 95 Year 95: 0; 96 Year 96: 0; 97 Year 97: 0; 98 Year 98: 0; 99 Year 99: 0; 100 Year 100: 0; 101 Year 101: 0; 102 Year 102: 0; 103 Year 103: 0; 104 Year 104: 0
[19 empty] | Fixed carbon costs | Input | £000s | 81 Year 81: 0; 82 Year 82: 0; 83 Year 83: 0; 84 Year 84: 0; 85 Year 85: 0; 86 Year 86: 0; 87 Year 87: 0; 88 Year 88: 0; 89 Year 89: 0; 90 Year 90: 0; 91 Year 91: 0; 92 Year 92: 0; 93 Year 93: 0; 94 Year 94: 0; 95 Year 95: 0; 96 Year 96: 0; 97 Year 97: 0; 98 Year 98: 0; 99 Year 99: 0; 100 Year 100: 0; 101 Year 101: 0; 102 Year 102: 0; 103 Year 103: 0; 104 Year 104: 0
[19 empty] | Variable carbon costs | Input | £000s | 81 Year 81: 0; 82 Year 82: 0; 83 Year 83: 0; 84 Year 84: 0; 85 Year 85: 0; 86 Year 86: 0; 87 Year 87: 0; 88 Year 88: 0; 89 Year 89: 0; 90 Year 90: 0; 91 Year 91: 0; 92 Year 92: 0; 93 Year 93: 0; 94 Year 94: 0; 95 Year 95: 0; 96 Year 96: 0; 97 Year 97: 0; 98 Year 98: 0; 99 Year 99: 0; 100 Year 100: 0; 101 Year 101: 0; 102 Year 102: 0; 103 Year 103: 0; 104 Year 104: 0
[19 empty] | Customer willingness to pay | Input | £000s | 81 Year 81: 0; 82 Year 82: 0; 83 Year 83: 0; 84 Year 84: 0; 85 Year 85: 0; 86 Year 86: 0; 87 Year 87: 0; 88 Year 88: 0; 89 Year 89: 0; 90 Year 90: 0; 91 Year 91: 0; 92 Year 92: 0; 93 Year 93: 0; 94 Year 94: 0; 95 Year 95: 0; 96 Year 96: 0; 97 Year 97: 0; 98 Year 98: 0; 99 Year 99: 0; 100 Year 100: 0; 101 Year 101: 0; 102 Year 102: 0; 103 Year 103: 0; 104 Year 104: 0
[19 empty] | Total | Sum of above (excl WAFU) | £000s | 572.908 | 1166.76 | 2353.464 | 3580.02 | 4272.484 | 520.2395 | 519.8042 | 519.9898 | 523.0432 | 521.0628 | 521.6567 | 517.9446 | 516.2186 | 517.3657 | 587.5334 | 725.5821 | 1369.6644 | 728.7934 | 587.6825 | 577.2376 | 667.8419 | 728.872 | 671.4752 | 554.8884 | 598.5911 | 743.3486 | 1387.8751 | 747.4593 | 606.815 | 537.6126 | 539.8533 | 542.15 | 544.5042 | 546.9172 | 549.3905 | 551.9257 | 554.5242 | 557.1877 | 559.9178 | 693.3405 | 927.8397 | 1632.5121 | 933.7932 | 675.6332 | 577.7928 | 581.0381 | 584.3644 | 587.7739 | 591.2687 | 666.2393 | 812.6879 | 1458.9479 | 820.3089 | 681.4859 | 614.1503 | 618.3044 | 622.5624 | 626.9269 | 631.4004 | 912.42 | 1193.5543 | 1751.2402 | 1203.3098 | 931.937 | 732.0793 | 880.174 | 1528.1211 | 891.2115 | 754.161 | 688.6422 | 694.6587 | 700.8255 | 707.1466 | 713.6256 | 791.6552 | 941.2392 | 1590.713 | 955.3681 | 819.9216 | 756.0468 | 0 | 0 | 0 | 0 | 0 | 0 | 0 | 0 | 0 | 0 | 0 | 0 | 0 | 0 | 0 | 0 | 0 | 0 | 0 | 0 | 0 | 0 | 0 | 0
58.1x | Warton | 1.1.9 | GW enhancement | N | 2020 | Capacity | 1.98 | 14397.8687 | 16535.4674 | 1774.4856 | 0 | 0 | 0 | 18309.953 | 127.1713 | 127.1713 | 3 | 3 | Gains in WAFU / Savings in demand | Input | Ml/d | [10 empty] | 1.98 | 1.98 | 1.98 | 1.98 | 1.98 | 1.98 | 1.98 | 1.98 | 1.98 | 1.98 | 1.98 | 1.98 | 1.98 | 1.98 | 1.98 | 1.98 | 1.98 | 1.98 | 1.98 | 1.98 | 1.98 | 1.98 | 1.98 | 1.98 | 1.98 | 1.98 | 1.98 | 1.98 | 1.98 | 1.98 | 1.98 | 1.98 | 1.98 | 1.98 | 1.98 | 1.98 | 1.98 | 1.98 | 1.98 | 1.98 | 1.98 | 1.98 | 1.98 | 1.98 | 1.98 | 1.98 | 1.98 | 1.98 | 1.98 | 1.98 | 1.98 | 1.98 | 1.98 | 1.98 | 1.98 | 1.98 | 1.98 | 1.98 | 1.98 | 1.98 | 1.98 | 1.98 | 1.98 | 1.98 | 1.98 | 1.98 | 1.98 | 1.98 | 1.98 | 1.98
[19 empty] | Fixed capex | Input | £000s | 1 Year 1: 186; 2 Year 2: 279; 3 Year 3: 465; 4 Year 4: 465; 5 Year 5: 465; 6 Year 6: 465; 7 Year 7: 929; 8 Year 8: 1394; 9 Year 9: 2323; 10 Year 10: 2323; 15 Year 15: 41.06; 16 Year 16: 123.18; 17 Year 17: 492.72; 18 Year 18: 123.18; 19 Year 19: 41.06; 20 Year 20: 13.7715; 21 Year 21: 34.4287; 22 Year 22: 48.2002; 23 Year 23: 34.4287; 24 Year 24: 6.8857; 25 Year 25: 41.06; 26 Year 26: 123.18; 27 Year 27: 492.72; 28 Year 28: 123.18; 29 Year 29: 41.06; 40 Year 40: 54.8315; 41 Year 41: 157.6087; 42 Year 42: 540.9203; 43 Year 43: 157.6087; 44 Year 44: 47.9458; 50 Year 50: 41.06; 51 Year 51: 123.18; 52 Year 52: 492.72; 53 Year 53: 123.18; 54 Year 54: 41.06; 60 Year 60: 64.267; 61 Year 61: 128.534; 62 Year 62: 257.068; 63 Year 63: 128.534; 64 Year 64: 64.267; 65 Year 65: 41.06; 66 Year 66: 123.18; 67 Year 67: 492.72; 68 Year 68: 123.18; 69 Year 69: 41.06; 75 Year 75: 41.06; 76 Year 76: 123.18; 77 Year 77: 492.72; 78 Year 78: 123.18; 79 Year 79: 41.06
[19 empty] | Variable capex | Input | £000s
[19 empty] | Financing costs | Input | £000s | 6.696 | 16.74 | 33.48 | 50.22 | 66.96 | 83.7 | 117.144 | 167.328 | 250.956 | 334.584 | 334.584 | 334.584 | 334.584 | 334.584 | 334.584 | 334.584 | 334.584 | 334.584 | 334.584 | 334.584 | 334.584 | 334.584 | 334.584 | 334.584 | 334.584 | 334.584 | 334.584 | 334.584 | 334.584 | 334.584 | 334.584 | 334.584 | 334.584 | 334.584 | 334.584 | 334.584 | 334.584 | 334.584 | 334.584 | 334.584 | 334.584 | 334.584 | 334.584 | 334.584 | 334.584 | 334.584 | 334.584 | 334.584 | 334.584 | 334.584 | 334.584 | 334.584 | 334.584 | 334.584 | 334.584 | 334.584 | 334.584 | 334.584 | 334.584 | 334.584 | 334.584 | 334.584 | 334.584 | 334.584 | 334.584 | 334.584 | 334.584 | 334.584 | 334.584 | 334.584 | 334.584 | 334.584 | 334.584 | 334.584 | 334.584 | 334.584 | 334.584 | 334.584 | 334.584 | 334.584
[19 empty] | Fixed opex | Input | £000s | [10 empty] | 10.0001 | 10.0001 | 10.0001 | 10.0001 | 10.0001 | 10.0001 | 10.0001 | 10.0001 | 10.0001 | 10.0001 | 10.0001 | 10.0001 | 10.0001 | 10.0001 | 10.0001 | 10.0001 | 10.0001 | 10.0001 | 10.0001 | 10.0001 | 10.0001 | 10.0001 | 10.0001 | 10.0001 | 10.0001 | 10.0001 | 10.0001 | 10.0001 | 10.0001 | 10.0001 | 10.0001 | 10.0001 | 10.0001 | 10.0001 | 10.0001 | 10.0001 | 10.0001 | 10.0001 | 10.0001 | 10.0001 | 10.0001 | 10.0001 | 10.0001 | 10.0001 | 10.0001 | 10.0001 | 10.0001 | 10.0001 | 10.0001 | 10.0001 | 10.0001 | 10.0001 | 10.0001 | 10.0001 | 10.0001 | 10.0001 | 10.0001 | 10.0001 | 10.0001 | 10.0001 | 10.0001 | 10.0001 | 10.0001 | 10.0001 | 10.0001 | 10.0001 | 10.0001 | 10.0001 | 10.0001 | 10.0001
[19 empty] | Variable opex | Input | £000s | [10 empty] | 55.7663 | 53.4996 | 52.4456 | 53.1461 | 52.4006 | 49.5135 | 50.4818 | 51.4743 | 52.4917 | 53.5345 | 54.6033 | 55.6989 | 56.8218 | 57.9729 | 59.1527 | 60.362 | 61.6015 | 62.872 | 64.1743 | 65.5092 | 66.8774 | 68.2798 | 69.7173 | 71.1907 | 72.7009 | 74.2489 | 75.8357 | 77.462 | 79.1291 | 80.8378 | 82.5892 | 84.3844 | 86.2245 | 88.1106 | 90.0439 | 92.0254 | 94.0566 | 96.1385 | 98.2724 | 100.4597 | 102.7017 | 104.9997 | 107.3552 | 109.7696 | 112.2443 | 114.7809 | 117.3809 | 120.0459 | 122.7775 | 125.5774 | 128.4474 | 131.389 | 134.4042 | 137.4948 | 140.6627 | 143.9097 | 147.238 | 150.6494 | 154.1461 | 157.7303 | 161.404 | 165.1696 | 169.0293 | 172.9855 | 177.0406 | 181.1972 | 185.4576 | 189.8245 | 194.3006 | 198.8886
[19 empty] | Opex savings | Input | £000s
[19 empty] | Fixed env & social | Input | £000s
[19 empty] | Variable env & social | Input | £000s
[19 empty] | Fixed carbon costs | Input | £000s
[19 empty] | Variable carbon costs | Input | £000s
[19 empty] | Customer willingness to pay | Input | £000s
[19 empty] | Total | Sum of above (excl WAFU) | £000s | 192.696 | 295.74 | 498.48 | 515.22 | 531.96 | 548.7 | 1046.144 | 1561.328 | 2573.956 | 2657.584 | 400.3504 | 398.0837 | 397.0297 | 397.7302 | 438.0447 | 517.2776 | 887.7859 | 519.2385 | 438.1358 | 411.8901 | 433.6162 | 448.4832 | 435.8347 | 409.4427 | 444.7968 | 528.1261 | 898.9056 | 530.6361 | 449.8184 | 410.0933 | 411.4615 | 412.8639 | 414.3014 | 415.7748 | 417.2851 | 418.8331 | 420.4198 | 422.0462 | 423.7132 | 480.2534 | 584.7821 | 969.8888 | 588.4174 | 480.6405 | 434.628 | 436.6096 | 438.6407 | 440.7226 | 442.8565 | 486.1038 | 570.4658 | 942.3038 | 575.1193 | 495.4137 | 456.8284 | 459.365 | 461.965 | 464.63 | 467.3616 | 534.4286 | 601.5655 | 733.0411 | 607.5224 | 546.346 | 526.3068 | 611.6739 | 984.5421 | 618.4135 | 539.7902 | 502.3144 | 505.9881 | 509.7537 | 513.6134 | 517.5696 | 562.6848 | 648.9613 | 1022.7617 | 657.5886 | 579.9447 | 543.4727
58.1x | SAPW | 1.1.10 | GW enhancement | N | 2020 | Capacity | 4.925 | 42885.8288 | 21528.5853 | 19953.7093 | 0 | 0 | 0 | 41482.2947 | 96.7273 | 96.7273 | 3 | 3 | Gains in WAFU / Savings in demand | Input | Ml/d | [5 empty] | 4.925 | 4.925 | 4.925 | 4.925 | 4.925 | 4.925 | 4.925 | 4.925 | 4.925 | 4.925 | 4.925 | 4.925 | 4.925 | 4.925 | 4.925 | 4.925 | 4.925 | 4.925 | 4.925 | 4.925 | 4.925 | 4.925 | 4.925 | 4.925 | 4.925 | 4.925 | 4.925 | 4.925 | 4.925 | 4.925 | 4.925 | 4.925 | 4.925 | 4.925 | 4.925 | 4.925 | 4.925 | 4.925 | 4.925 | 4.925 | 4.925 | 4.925 | 4.925 | 4.925 | 4.925 | 4.925 | 4.925 | 4.925 | 4.925 | 4.925 | 4.925 | 4.925 | 4.925 | 4.925 | 4.925 | 4.925 | 4.925 | 4.925 | 4.925 | 4.925 | 4.925 | 4.925 | 4.925 | 4.925 | 4.925 | 4.925 | 4.925 | 4.925 | 4.925 | 4.925 | 4.925 | 4.925 | 4.925 | 4.925 | 4.925
[19 empty] | Fixed capex | Input | £000s | 1 Year 1: 513; 2 Year 2: 1025; 3 Year 3: 2049; 4 Year 4: 3075; 5 Year 5: 3586; 15 Year 15: 56.3885; 16 Year 16: 169.1655; 17 Year 17: 676.662; 18 Year 18: 169.1655; 19 Year 19: 56.3885; 20 Year 20: 57.7359; 21 Year 21: 144.3398; 22 Year 22: 202.0756; 23 Year 23: 144.3398; 24 Year 24: 28.868; 25 Year 25: 56.3885; 26 Year 26: 169.1655; 27 Year 27: 676.662; 28 Year 28: 169.1655; 29 Year 29: 56.3885; 40 Year 40: 114.1244; 41 Year 41: 313.5052; 42 Year 42: 878.7376; 43 Year 43: 313.5052; 44 Year 44: 85.2565; 50 Year 50: 56.3885; 51 Year 51: 169.1655; 52 Year 52: 676.662; 53 Year 53: 169.1655; 54 Year 54: 56.3885; 60 Year 60: 269.4342; 61 Year 61: 538.8684; 62 Year 62: 1077.7368; 63 Year 63: 538.8684; 64 Year 64: 269.4342; 65 Year 65: 56.3885; 66 Year 66: 169.1655; 67 Year 67: 676.662; 68 Year 68: 169.1655; 69 Year 69: 56.3885; 75 Year 75: 56.3885; 76 Year 76: 169.1655; 77 Year 77: 676.662; 78 Year 78: 169.1655; 79 Year 79: 56.3885
[19 empty] | Variable capex | Input | £000s
[19 empty] | Financing costs | Input | £000s | 18.468 | 55.368 | 129.132 | 239.832 | 368.928 | 368.928 | 368.928 | 368.928 | 368.928 | 368.928 | 368.928 | 368.928 | 368.928 | 368.928 | 368.928 | 368.928 | 368.928 | 368.928 | 368.928 | 368.928 | 368.928 | 368.928 | 368.928 | 368.928 | 368.928 | 368.928 | 368.928 | 368.928 | 368.928 | 368.928 | 368.928 | 368.928 | 368.928 | 368.928 | 368.928 | 368.928 | 368.928 | 368.928 | 368.928 | 368.928 | 368.928 | 368.928 | 368.928 | 368.928 | 368.928 | 368.928 | 368.928 | 368.928 | 368.928 | 368.928 | 368.928 | 368.928 | 368.928 | 368.928 | 368.928 | 368.928 | 368.928 | 368.928 | 368.928 | 368.928 | 368.928 | 368.928 | 368.928 | 368.928 | 368.928 | 368.928 | 368.928 | 368.928 | 368.928 | 368.928 | 368.928 | 368.928 | 368.928 | 368.928 | 368.928 | 368.928 | 368.928 | 368.928 | 368.928 | 368.928
[19 empty] | Fixed opex | Input | £000s | [5 empty] | 12.4001 | 12.4001 | 12.4001 | 12.4001 | 12.4001 | 12.4001 | 12.4001 | 12.4001 | 12.4001 | 12.4001 | 12.4001 | 12.4001 | 12.4001 | 12.4001 | 12.4001 | 12.4001 | 12.4001 | 12.4001 | 12.4001 | 12.4001 | 12.4001 | 12.4001 | 12.4001 | 12.4001 | 12.4001 | 12.4001 | 12.4001 | 12.4001 | 12.4001 | 12.4001 | 12.4001 | 12.4001 | 12.4001 | 12.4001 | 12.4001 | 12.4001 | 12.4001 | 12.4001 | 12.4001 | 12.4001 | 12.4001 | 12.4001 | 12.4001 | 12.4001 | 12.4001 | 12.4001 | 12.4001 | 12.4001 | 12.4001 | 12.4001 | 12.4001 | 12.4001 | 12.4001 | 12.4001 | 12.4001 | 12.4001 | 12.4001 | 12.4001 | 12.4001 | 12.4001 | 12.4001 | 12.4001 | 12.4001 | 12.4001 | 12.4001 | 12.4001 | 12.4001 | 12.4001 | 12.4001 | 12.4001 | 12.4001 | 12.4001 | 12.4001 | 12.4001 | 12.4001
[19 empty] | Variable opex | Input | £000s | [5 empty] | 751.419 | 750.4658 | 750.8723 | 757.5576 | 753.2215 | 754.522 | 746.3942 | 742.6151 | 745.1267 | 742.4538 | 732.1013 | 735.5734 | 739.1324 | 742.7803 | 746.5194 | 750.352 | 754.2804 | 758.307 | 762.4342 | 766.6647 | 771.0009 | 775.4455 | 780.0012 | 784.6709 | 789.4572 | 794.3632 | 799.3919 | 804.5463 | 809.8296 | 815.2449 | 820.7956 | 826.4851 | 832.3168 | 838.2943 | 844.4213 | 850.7014 | 857.1385 | 863.7366 | 870.4996 | 877.4317 | 884.5371 | 891.8201 | 899.2852 | 906.9369 | 914.7799 | 922.819 | 931.0591 | 939.5052 | 948.1624 | 957.036 | 966.1315 | 975.4544 | 985.0104 | 994.8052 | 1004.8449 | 1015.1357 | 1025.6837 | 1036.4953 | 1047.5773 | 1058.9363 | 1070.5793 | 1082.5134 | 1094.7458 | 1107.2841 | 1120.1358 | 1133.3088 | 1146.8111 | 1160.651 | 1174.8368 | 1189.3773 | 1204.2814 | 1219.558 | 1235.2165 | 1251.2665 | 1267.7178
[19 empty] | Opex savings | Input | £000s
[19 empty] | Fixed env & social | Input | £000s
[19 empty] | Variable env & social | Input | £000s
[19 empty] | Fixed carbon costs | Input | £000s
[19 empty] | Variable carbon costs | Input | £000s
[19 empty] | Customer willingness to pay | Input | £000s
[19 empty] | Total | Sum of above (excl WAFU) | £000s | 531.468 | 1080.368 | 2178.132 | 3314.832 | 3954.928 | 1132.7472 | 1131.7939 | 1132.2004 | 1138.8858 | 1134.5497 | 1135.8501 | 1127.7224 | 1123.9433 | 1126.4549 | 1180.1704 | 1282.595 | 1793.5636 | 1289.626 | 1180.4969 | 1185.5834 | 1276.0199 | 1337.6842 | 1283.9749 | 1172.6303 | 1204.3813 | 1321.4945 | 1833.4356 | 1330.4949 | 1222.3875 | 1170.7854 | 1175.6914 | 1180.7201 | 1185.8745 | 1191.1577 | 1196.573 | 1202.1238 | 1207.8132 | 1213.645 | 1219.6225 | 1339.8738 | 1545.5348 | 2117.2043 | 1558.57 | 1337.0842 | 1258.7598 | 1265.8652 | 1273.1482 | 1280.6133 | 1288.2651 | 1352.4966 | 1473.3127 | 1989.0492 | 1489.9988 | 1385.879 | 1338.3642 | 1347.4597 | 1356.7826 | 1366.3385 | 1376.1334 | 1655.6073 | 1935.3322 | 2484.7486 | 1956.6919 | 1698.3397 | 1496.653 | 1621.073 | 2140.5036 | 1645.2395 | 1545.0007 | 1501.4639 | 1514.6369 | 1528.1392 | 1541.9791 | 1556.165 | 1627.094 | 1754.775 | 2277.5481 | 1785.7102 | 1688.9832 | 1649.046
58.1x | SOPW | 1.1.12 | GW enhancement | N | 2020 | Capacity | 1.5 | 13061.6738 | 29239.2805 | 15555.1088 | 0 | 0 | 0 | 44794.3893 | 342.9452 | 342.9452 | 3 | 3 | Gains in WAFU / Savings in demand | Input | Ml/d | [5 empty] | 1.5 | 1.5 | 1.5 | 1.5 | 1.5 | 1.5 | 1.5 | 1.5 | 1.5 | 1.5 | 1.5 | 1.5 | 1.5 | 1.5 | 1.5 | 1.5 | 1.5 | 1.5 | 1.5 | 1.5 | 1.5 | 1.5 | 1.5 | 1.5 | 1.5 | 1.5 | 1.5 | 1.5 | 1.5 | 1.5 | 1.5 | 1.5 | 1.5 | 1.5 | 1.5 | 1.5 | 1.5 | 1.5 | 1.5 | 1.5 | 1.5 | 1.5 | 1.5 | 1.5 | 1.5 | 1.5 | 1.5 | 1.5 | 1.5 | 1.5 | 1.5 | 1.5 | 1.5 | 1.5 | 1.5 | 1.5 | 1.5 | 1.5 | 1.5 | 1.5 | 1.5 | 1.5 | 1.5 | 1.5 | 1.5 | 1.5 | 1.5 | 1.5 | 1.5 | 1.5 | 1.5 | 1.5 | 1.5 | 1.5 | 1.5
[19 empty] | Fixed capex | Input | £000s | 1 Year 1: 1526; 2 Year 2: 2289; 3 Year 3: 3816; 4 Year 4: 3816; 5 Year 5: 3816; 15 Year 15: 21.923; 16 Year 16: 65.769; 17 Year 17: 263.076; 18 Year 18: 65.769; 19 Year 19: 21.923; 20 Year 20: 3.1032; 21 Year 21: 7.758; 22 Year 22: 10.8612; 23 Year 23: 7.758; 24 Year 24: 1.5516; 25 Year 25: 21.923; 26 Year 26: 65.769; 27 Year 27: 263.076; 28 Year 28: 65.769; 29 Year 29: 21.923; 40 Year 40: 25.0262; 41 Year 41: 73.527; 42 Year 42: 273.9372; 43 Year 43: 73.527; 44 Year 44: 23.4746; 50 Year 50: 21.923; 51 Year 51: 65.769; 52 Year 52: 263.076; 53 Year 53: 65.769; 54 Year 54: 21.923; 60 Year 60: 14.4816; 61 Year 61: 28.9632; 62 Year 62: 57.9264; 63 Year 63: 28.9632; 64 Year 64: 14.4816; 65 Year 65: 21.923; 66 Year 66: 65.769; 67 Year 67: 263.076; 68 Year 68: 65.769; 69 Year 69: 21.923; 75 Year 75: 21.923; 76 Year 76: 65.769; 77 Year 77: 263.076; 78 Year 78: 65.769; 79 Year 79: 21.923
[19 empty] | Variable capex | Input | £000s
[19 empty] | Financing costs | Input | £000s | 54.936 | 137.34 | 274.716 | 412.092 | 549.468 | 549.468 | 549.468 | 549.468 | 549.468 | 549.468 | 549.468 | 549.468 | 549.468 | 549.468 | 549.468 | 549.468 | 549.468 | 549.468 | 549.468 | 549.468 | 549.468 | 549.468 | 549.468 | 549.468 | 549.468 | 549.468 | 549.468 | 549.468 | 549.468 | 549.468 | 549.468 | 549.468 | 549.468 | 549.468 | 549.468 | 549.468 | 549.468 | 549.468 | 549.468 | 549.468 | 549.468 | 549.468 | 549.468 | 549.468 | 549.468 | 549.468 | 549.468 | 549.468 | 549.468 | 549.468 | 549.468 | 549.468 | 549.468 | 549.468 | 549.468 | 549.468 | 549.468 | 549.468 | 549.468 | 549.468 | 549.468 | 549.468 | 549.468 | 549.468 | 549.468 | 549.468 | 549.468 | 549.468 | 549.468 | 549.468 | 549.468 | 549.468 | 549.468 | 549.468 | 549.468 | 549.468 | 549.468 | 549.468 | 549.468 | 549.468
[19 empty] | Fixed opex | Input | £000s | [5 empty] | 6.4001 | 6.4001 | 6.4001 | 6.4001 | 6.4001 | 6.4001 | 6.4001 | 6.4001 | 6.4001 | 6.4001 | 6.4001 | 6.4001 | 6.4001 | 6.4001 | 6.4001 | 6.4001 | 6.4001 | 6.4001 | 6.4001 | 6.4001 | 6.4001 | 6.4001 | 6.4001 | 6.4001 | 6.4001 | 6.4001 | 6.4001 | 6.4001 | 6.4001 | 6.4001 | 6.4001 | 6.4001 | 6.4001 | 6.4001 | 6.4001 | 6.4001 | 6.4001 | 6.4001 | 6.4001 | 6.4001 | 6.4001 | 6.4001 | 6.4001 | 6.4001 | 6.4001 | 6.4001 | 6.4001 | 6.4001 | 6.4001 | 6.4001 | 6.4001 | 6.4001 | 6.4001 | 6.4001 | 6.4001 | 6.4001 | 6.4001 | 6.4001 | 6.4001 | 6.4001 | 6.4001 | 6.4001 | 6.4001 | 6.4001 | 6.4001 | 6.4001 | 6.4001 | 6.4001 | 6.4001 | 6.4001 | 6.4001 | 6.4001 | 6.4001 | 6.4001 | 6.4001
[19 empty] | Variable opex | Input | £000s | [5 empty] | 581.6605 | 580.8204 | 581.1786 | 587.0703 | 583.249 | 584.395 | 577.2322 | 573.9017 | 576.1152 | 573.7595 | 564.6361 | 567.696 | 570.8325 | 574.0473 | 577.3425 | 580.7201 | 584.1821 | 587.7307 | 591.368 | 595.0962 | 598.9176 | 602.8346 | 606.8495 | 610.9647 | 615.1829 | 619.5065 | 623.9382 | 628.4806 | 633.1367 | 637.9091 | 642.8009 | 647.8149 | 652.9543 | 658.2222 | 663.6218 | 669.1563 | 674.8293 | 680.644 | 686.6041 | 692.7133 | 698.9751 | 705.3935 | 711.9724 | 718.7157 | 725.6276 | 732.7123 | 739.9742 | 747.4176 | 755.047 | 762.8672 | 770.8829 | 779.099 | 787.5205 | 796.1525 | 805.0004 | 814.0694 | 823.3652 | 832.8933 | 842.6597 | 852.6702 | 862.931 | 873.4483 | 884.2285 | 895.2782 | 906.6042 | 918.2133 | 930.1127 | 942.3095 | 954.8113 | 967.6256 | 980.7603 | 994.2233 | 1008.0229 | 1022.1675 | 1036.6657
[19 empty] | Opex savings | Input | £000s
[19 empty] | Fixed env & social | Input | £000s
[19 empty] | Variable env & social | Input | £000s
[19 empty] | Fixed carbon costs | Input | £000s
[19 empty] | Variable carbon costs | Input | £000s
[19 empty] | Customer willingness to pay | Input | £000s
[19 empty] | Total | Sum of above (excl WAFU) | £000s | 1580.936 | 2426.34 | 4090.716 | 4228.092 | 4365.468 | 1137.5285 | 1136.6884 | 1137.0467 | 1142.9384 | 1139.117 | 1140.2631 | 1133.1003 | 1129.7698 | 1131.9833 | 1151.5506 | 1186.2732 | 1386.6401 | 1192.4695 | 1151.8384 | 1136.3138 | 1144.3462 | 1150.9114 | 1151.3568 | 1148.7876 | 1172.8873 | 1220.5547 | 1421.7787 | 1228.4866 | 1188.7558 | 1171.051 | 1175.3745 | 1179.8062 | 1184.3487 | 1189.0047 | 1193.7772 | 1198.6689 | 1203.683 | 1208.8224 | 1214.0903 | 1244.516 | 1298.5514 | 1504.6345 | 1310.0391 | 1265.9468 | 1248.5813 | 1254.8432 | 1261.2616 | 1267.8405 | 1274.5838 | 1303.4187 | 1354.3494 | 1558.9182 | 1369.0546 | 1332.8381 | 1318.7353 | 1326.751 | 1334.9671 | 1343.3886 | 1352.0206 | 1375.3501 | 1398.9007 | 1437.1596 | 1417.7246 | 1413.0094 | 1430.4613 | 1484.568 | 1692.3923 | 1505.8656 | 1473.0693 | 1462.4723 | 1474.0814 | 1485.9808 | 1498.1776 | 1510.6794 | 1545.4167 | 1602.3973 | 1813.1674 | 1629.66 | 1599.9586 | 1592.5338
58.1x | SOPW/SHPW | 1.4.1 | GW enhancement | Y | 2020 | Capacity | 6.35 | 55294.4189 | 25856.1583 | 9127.1866 | 0 | 0 | 0 | 34983.3449 | 63.2674 | 63.2674 | 3 | 3 | Gains in WAFU / Savings in demand | Input | Ml/d | [5 empty] | 6.35 | 6.35 | 6.35 | 6.35 | 6.35 | 6.35 | 6.35 | 6.35 | 6.35 | 6.35 | 6.35 | 6.35 | 6.35 | 6.35 | 6.35 | 6.35 | 6.35 | 6.35 | 6.35 | 6.35 | 6.35 | 6.35 | 6.35 | 6.35 | 6.35 | 6.35 | 6.35 | 6.35 | 6.35 | 6.35 | 6.35 | 6.35 | 6.35 | 6.35 | 6.35 | 6.35 | 6.35 | 6.35 | 6.35 | 6.35 | 6.35 | 6.35 | 6.35 | 6.35 | 6.35 | 6.35 | 6.35 | 6.35 | 6.35 | 6.35 | 6.35 | 6.35 | 6.35 | 6.35 | 6.35 | 6.35 | 6.35 | 6.35 | 6.35 | 6.35 | 6.35 | 6.35 | 6.35 | 6.35 | 6.35 | 6.35 | 6.35 | 6.35 | 6.35 | 6.35 | 6.35 | 6.35 | 6.35 | 6.35 | 6.35
[19 empty] | Fixed capex | Input | £000s | 1 Year 1: 595; 2 Year 2: 1190; 3 Year 3: 2380; 4 Year 4: 3569; 5 Year 5: 4164; 15 Year 15: 99.1213; 16 Year 16: 297.3637; 17 Year 17: 1189.455; 18 Year 18: 297.3637; 19 Year 19: 99.1213; 20 Year 20: 49.2623; 21 Year 21: 123.1556; 22 Year 22: 172.4179; 23 Year 23: 123.1556; 24 Year 24: 24.6311; 25 Year 25: 99.1213; 26 Year 26: 297.3637; 27 Year 27: 1189.455; 28 Year 28: 297.3637; 29 Year 29: 99.1213; 40 Year 40: 148.3835; 41 Year 41: 420.5194; 42 Year 42: 1361.8729; 43 Year 43: 420.5194; 44 Year 44: 123.7524; 50 Year 50: 99.1213; 51 Year 51: 297.3637; 52 Year 52: 1189.455; 53 Year 53: 297.3637; 54 Year 54: 99.1213; 60 Year 60: 229.8905; 61 Year 61: 459.781; 62 Year 62: 919.562; 63 Year 63: 459.781; 64 Year 64: 229.8905; 65 Year 65: 99.1213; 66 Year 66: 297.3637; 67 Year 67: 1189.455; 68 Year 68: 297.3637; 69 Year 69: 99.1213; 75 Year 75: 99.1213; 76 Year 76: 297.3637; 77 Year 77: 1189.455; 78 Year 78: 297.3637; 79 Year 79: 99.1213
[19 empty] | Variable capex | Input | £000s
[19 empty] | Financing costs | Input | £000s | 21.42 | 64.26 | 149.94 | 278.424 | 428.328 | 428.328 | 428.328 | 428.328 | 428.328 | 428.328 | 428.328 | 428.328 | 428.328 | 428.328 | 428.328 | 428.328 | 428.328 | 428.328 | 428.328 | 428.328 | 428.328 | 428.328 | 428.328 | 428.328 | 428.328 | 428.328 | 428.328 | 428.328 | 428.328 | 428.328 | 428.328 | 428.328 | 428.328 | 428.328 | 428.328 | 428.328 | 428.328 | 428.328 | 428.328 | 428.328 | 428.328 | 428.328 | 428.328 | 428.328 | 428.328 | 428.328 | 428.328 | 428.328 | 428.328 | 428.328 | 428.328 | 428.328 | 428.328 | 428.328 | 428.328 | 428.328 | 428.328 | 428.328 | 428.328 | 428.328 | 428.328 | 428.328 | 428.328 | 428.328 | 428.328 | 428.328 | 428.328 | 428.328 | 428.328 | 428.328 | 428.328 | 428.328 | 428.328 | 428.328 | 428.328 | 428.328 | 428.328 | 428.328 | 428.328 | 428.328
[19 empty] | Fixed opex | Input | £000s | [5 empty] | 13.6002 | 13.6002 | 13.6002 | 13.6002 | 13.6002 | 13.6002 | 13.6002 | 13.6002 | 13.6002 | 13.6002 | 13.6002 | 13.6002 | 13.6002 | 13.6002 | 13.6002 | 13.6002 | 13.6002 | 13.6002 | 13.6002 | 13.6002 | 13.6002 | 13.6002 | 13.6002 | 13.6002 | 13.6002 | 13.6002 | 13.6002 | 13.6002 | 13.6002 | 13.6002 | 13.6002 | 13.6002 | 13.6002 | 13.6002 | 13.6002 | 13.6002 | 13.6002 | 13.6002 | 13.6002 | 13.6002 | 13.6002 | 13.6002 | 13.6002 | 13.6002 | 13.6002 | 13.6002 | 13.6002 | 13.6002 | 13.6002 | 13.6002 | 13.6002 | 13.6002 | 13.6002 | 13.6002 | 13.6002 | 13.6002 | 13.6002 | 13.6002 | 13.6002 | 13.6002 | 13.6002 | 13.6002 | 13.6002 | 13.6002 | 13.6002 | 13.6002 | 13.6002 | 13.6002 | 13.6002 | 13.6002 | 13.6002 | 13.6002 | 13.6002 | 13.6002 | 13.6002
[19 empty] | Variable opex | Input | £000s | [5 empty] | 271.8259 | 270.5498 | 271.094 | 280.0439 | 274.239 | 275.98 | 265.099 | 260.0398 | 263.4022 | 259.8238 | 245.9645 | 250.6128 | 255.3773 | 260.2609 | 265.2666 | 270.3974 | 275.6565 | 281.0471 | 286.5725 | 292.2359 | 298.041 | 303.9912 | 310.0901 | 316.3416 | 322.7493 | 329.3172 | 336.0493 | 342.9497 | 350.0226 | 357.2723 | 364.7033 | 372.32 | 380.1272 | 388.1295 | 396.332 | 404.7394 | 413.3571 | 422.1902 | 431.2441 | 440.5244 | 450.0366 | 459.7867 | 469.7806 | 480.0242 | 490.524 | 501.2863 | 512.3176 | 523.6247 | 535.2145 | 547.094 | 559.2705 | 571.7515 | 584.5444 | 597.6572 | 611.0978 | 624.8744 | 638.9955 | 653.4695 | 668.3054 | 683.5122 | 699.0992 | 715.0758 | 731.4519 | 748.2374 | 765.4425 | 783.0777 | 801.1538 | 819.6818 | 838.673 | 858.139 | 878.0917 | 898.5431 | 919.5059 | 940.9927 | 963.0167
[19 empty] | Opex savings | Input | £000s
[19 empty] | Fixed env & social | Input | £000s
[19 empty] | Variable env & social | Input | £000s
[19 empty] | Fixed carbon costs | Input | £000s
[19 empty] | Variable carbon costs | Input | £000s
[19 empty] | Customer willingness to pay | Input | £000s
[19 empty] | Total | Sum of above (excl WAFU) | £000s | 616.42 | 1254.26 | 2529.94 | 3847.424 | 4592.328 | 713.7541 | 712.4779 | 713.0222 | 721.9721 | 716.1672 | 717.9082 | 707.0272 | 701.968 | 705.3304 | 800.8732 | 985.2564 | 1881.996 | 994.6692 | 801.3103 | 756.457 | 835.4812 | 890.0026 | 846.1309 | 753.1317 | 833.2853 | 1037.3329 | 1935.3744 | 1049.382 | 857.391 | 764.6774 | 771.2453 | 777.9774 | 784.8778 | 791.9507 | 799.2005 | 806.6314 | 814.2482 | 822.0554 | 830.0577 | 986.6436 | 1267.187 | 2217.1581 | 1284.6377 | 996.9246 | 882.4525 | 891.9648 | 901.7149 | 911.7087 | 921.9524 | 1031.5734 | 1240.5782 | 2143.7008 | 1262.9166 | 1076.2639 | 989.0222 | 1001.1987 | 1013.6796 | 1026.4726 | 1039.5854 | 1282.9165 | 1526.5836 | 2000.4856 | 1555.1787 | 1340.1241 | 1224.5616 | 1438.3911 | 2346.459 | 1470.7438 | 1289.2868 | 1207.3706 | 1225.0059 | 1243.082 | 1261.61 | 1280.6012 | 1399.1884 | 1617.3836 | 2529.9263 | 1658.7978 | 1482.0421 | 1404.9448
58.1x | Coven | 1.4.5 | GW enhancement | N | 2020 | Capacity | 1.9 | 13816.1366 | 6182.7569 | 190.2063 | 0 | 0 | 0 | 6372.9632 | 46.127 | 46.127 | 3 | 3 | Gains in WAFU / Savings in demand | Input | Ml/d | [10 empty] | 1.9 | 1.9 | 1.9 | 1.9 | 1.9 | 1.9 | 1.9 | 1.9 | 1.9 | 1.9 | 1.9 | 1.9 | 1.9 | 1.9 | 1.9 | 1.9 | 1.9 | 1.9 | 1.9 | 1.9 | 1.9 | 1.9 | 1.9 | 1.9 | 1.9 | 1.9 | 1.9 | 1.9 | 1.9 | 1.9 | 1.9 | 1.9 | 1.9 | 1.9 | 1.9 | 1.9 | 1.9 | 1.9 | 1.9 | 1.9 | 1.9 | 1.9 | 1.9 | 1.9 | 1.9 | 1.9 | 1.9 | 1.9 | 1.9 | 1.9 | 1.9 | 1.9 | 1.9 | 1.9 | 1.9 | 1.9 | 1.9 | 1.9 | 1.9 | 1.9 | 1.9 | 1.9 | 1.9 | 1.9 | 1.9 | 1.9 | 1.9 | 1.9 | 1.9 | 1.9
[19 empty] | Fixed capex | Input | £000s | 1 Year 1: 93; 2 Year 2: 187; 3 Year 3: 374; 4 Year 4: 560; 5 Year 5: 654; 6 Year 6: 62; 7 Year 7: 125; 8 Year 8: 249; 9 Year 9: 374; 10 Year 10: 436; 15 Year 15: 22.163; 16 Year 16: 66.489; 17 Year 17: 265.956; 18 Year 18: 66.489; 19 Year 19: 22.163; 20 Year 20: 6.5442; 21 Year 21: 16.3605; 22 Year 22: 22.9047; 23 Year 23: 16.3605; 24 Year 24: 3.2721; 25 Year 25: 22.163; 26 Year 26: 66.489; 27 Year 27: 265.956; 28 Year 28: 66.489; 29 Year 29: 22.163; 40 Year 40: 28.7072; 41 Year 41: 82.8495; 42 Year 42: 288.8607; 43 Year 43: 82.8495; 44 Year 44: 25.4351; 50 Year 50: 22.163; 51 Year 51: 66.489; 52 Year 52: 265.956; 53 Year 53: 66.489; 54 Year 54: 22.163; 60 Year 60: 30.5396; 61 Year 61: 61.0792; 62 Year 62: 122.1584; 63 Year 63: 61.0792; 64 Year 64: 30.5396; 65 Year 65: 22.163; 66 Year 66: 66.489; 67 Year 67: 265.956; 68 Year 68: 66.489; 69 Year 69: 22.163; 75 Year 75: 22.163; 76 Year 76: 66.489; 77 Year 77: 265.956; 78 Year 78: 66.489; 79 Year 79: 22.163
[19 empty] | Variable capex | Input | £000s
[19 empty] | Financing costs | Input | £000s | 3.348 | 10.08 | 23.544 | 43.704 | 67.248 | 69.48 | 73.98 | 82.944 | 96.408 | 112.104 | 112.104 | 112.104 | 112.104 | 112.104 | 112.104 | 112.104 | 112.104 | 112.104 | 112.104 | 112.104 | 112.104 | 112.104 | 112.104 | 112.104 | 112.104 | 112.104 | 112.104 | 112.104 | 112.104 | 112.104 | 112.104 | 112.104 | 112.104 | 112.104 | 112.104 | 112.104 | 112.104 | 112.104 | 112.104 | 112.104 | 112.104 | 112.104 | 112.104 | 112.104 | 112.104 | 112.104 | 112.104 | 112.104 | 112.104 | 112.104 | 112.104 | 112.104 | 112.104 | 112.104 | 112.104 | 112.104 | 112.104 | 112.104 | 112.104 | 112.104 | 112.104 | 112.104 | 112.104 | 112.104 | 112.104 | 112.104 | 112.104 | 112.104 | 112.104 | 112.104 | 112.104 | 112.104 | 112.104 | 112.104 | 112.104 | 112.104 | 112.104 | 112.104 | 112.104 | 112.104
[19 empty] | Fixed opex | Input | £000s | [10 empty] | 0.4 | 0.4 | 0.4 | 0.4 | 0.4 | 0.4 | 0.4 | 0.4 | 0.4 | 0.4 | 0.4 | 0.4 | 0.4 | 0.4 | 0.4 | 0.4 | 0.4 | 0.4 | 0.4 | 0.4 | 0.4 | 0.4 | 0.4 | 0.4 | 0.4 | 0.4 | 0.4 | 0.4 | 0.4 | 0.4 | 0.4 | 0.4 | 0.4 | 0.4 | 0.4 | 0.4 | 0.4 | 0.4 | 0.4 | 0.4 | 0.4 | 0.4 | 0.4 | 0.4 | 0.4 | 0.4 | 0.4 | 0.4 | 0.4 | 0.4 | 0.4 | 0.4 | 0.4 | 0.4 | 0.4 | 0.4 | 0.4 | 0.4 | 0.4 | 0.4 | 0.4 | 0.4 | 0.4 | 0.4 | 0.4 | 0.4 | 0.4 | 0.4 | 0.4 | 0.4
[19 empty] | Variable opex | Input | £000s | [10 empty] | 8.9207 | 8.8986 | 8.8884 | 8.8952 | 8.888 | 8.8599 | 8.8693 | 8.8789 | 8.8888 | 8.899 | 8.9094 | 8.92 | 8.931 | 8.9422 | 8.9536 | 8.9654 | 8.9775 | 8.9898 | 9.0025 | 9.0155 | 9.0288 | 9.0424 | 9.0564 | 9.0707 | 9.0854 | 9.1005 | 9.1159 | 9.1317 | 9.148 | 9.1646 | 9.1816 | 9.1991 | 9.217 | 9.2353 | 9.2541 | 9.2734 | 9.2932 | 9.3134 | 9.3342 | 9.3555 | 9.3773 | 9.3996 | 9.4225 | 9.446 | 9.4701 | 9.4948 | 9.5201 | 9.546 | 9.5726 | 9.5998 | 9.6277 | 9.6563 | 9.6857 | 9.7157 | 9.7465 | 9.7781 | 9.8105 | 9.8437 | 9.8777 | 9.9126 | 9.9483 | 9.9849 | 10.0225 | 10.061 | 10.1004 | 10.1409 | 10.1823 | 10.2248 | 10.2683 | 10.313
[19 empty] | Opex savings | Input | £000s
[19 empty] | Fixed env & social | Input | £000s
[19 empty] | Variable env & social | Input | £000s
[19 empty] | Fixed carbon costs | Input | £000s
[19 empty] | Variable carbon costs | Input | £000s
[19 empty] | Customer willingness to pay | Input | £000s
[19 empty] | Total | Sum of above (excl WAFU) | £000s | 96.348 | 197.08 | 397.544 | 603.704 | 721.248 | 131.48 | 198.98 | 331.944 | 470.408 | 548.104 | 121.4247 | 121.4026 | 121.3924 | 121.3992 | 143.555 | 187.8529 | 387.3293 | 187.8719 | 143.5558 | 127.9472 | 137.7739 | 144.3287 | 137.7955 | 124.7183 | 143.6206 | 187.9584 | 387.4375 | 187.9828 | 143.6695 | 121.5195 | 121.5328 | 121.5464 | 121.5604 | 121.5747 | 121.5894 | 121.6045 | 121.6199 | 121.6357 | 121.652 | 150.3758 | 204.5351 | 410.5638 | 204.5705 | 147.1744 | 121.7581 | 121.7774 | 121.7972 | 121.8174 | 121.8382 | 144.0225 | 188.3703 | 387.8596 | 188.4155 | 144.113 | 121.9741 | 121.9988 | 122.0241 | 122.05 | 122.0766 | 152.6434 | 183.2109 | 244.3187 | 183.2689 | 152.7593 | 144.4135 | 188.7711 | 388.2705 | 188.8367 | 144.5447 | 122.4166 | 122.4523 | 122.4889 | 122.5265 | 122.565 | 144.7674 | 189.1339 | 388.6423 | 189.2178 | 144.9353 | 122.817
58.1x | Trent 40 | 6.1.1 | SW new | N | 2020 | Capacity | 20 | 145433.0168 | 136153.9598 | 43395.5148 | 0 | 0 | 0 | 179549.4747 | 123.4585 | 123.4585 | 3 | 3 | Gains in WAFU / Savings in demand | Input | Ml/d | [10 empty] | 20 | 20 | 20 | 20 | 20 | 20 | 20 | 20 | 20 | 20 | 20 | 20 | 20 | 20 | 20 | 20 | 20 | 20 | 20 | 20 | 20 | 20 | 20 | 20 | 20 | 20 | 20 | 20 | 20 | 20 | 20 | 20 | 20 | 20 | 20 | 20 | 20 | 20 | 20 | 20 | 20 | 20 | 20 | 20 | 20 | 20 | 20 | 20 | 20 | 20 | 20 | 20 | 20 | 20 | 20 | 20 | 20 | 20 | 20 | 20 | 20 | 20 | 20 | 20 | 20 | 20 | 20 | 20 | 20 | 20
[19 empty] | Fixed capex | Input | £000s | 1 Year 1: 745; 2 Year 2: 1489; 3 Year 3: 2234; 4 Year 4: 2979; 5 Year 5: 3723; 6 Year 6: 7447; 7 Year 7: 7447; 8 Year 8: 14894; 9 Year 9: 18617; 10 Year 10: 14894; 14 Year 14: 806; 15 Year 15: 113.4375; 16 Year 16: 340.3125; 17 Year 17: 1361.25; 18 Year 18: 340.3125; 19 Year 19: 113.4375; 20 Year 20: 5080.8625; 21 Year 21: 995.6562; 22 Year 22: 265.5188; 23 Year 23: 189.6562; 24 Year 24: 37.9312; 25 Year 25: 5752.4375; 26 Year 26: 340.3125; 27 Year 27: 1361.25; 28 Year 28: 1146.3125; 29 Year 29: 113.4375; 30 Year 30: 2969; 35 Year 35: 806; 40 Year 40: 3158.3; 41 Year 41: 529.9688; 42 Year 42: 2432.7688; 43 Year 43: 529.9688; 44 Year 44: 151.3688; 49 Year 49: 806; 50 Year 50: 3082.4375; 51 Year 51: 340.3125; 52 Year 52: 1361.25; 53 Year 53: 340.3125; 54 Year 54: 113.4375; 57 Year 57: 806; 60 Year 60: 3323.025; 61 Year 61: 708.05; 62 Year 62: 1416.1; 63 Year 63: 708.05; 64 Year 64: 1160.025; 65 Year 65: 113.4375; 66 Year 66: 340.3125; 67 Year 67: 1361.25; 68 Year 68: 340.3125; 69 Year 69: 113.4375; 70 Year 70: 5005; 71 Year 71: 806; 75 Year 75: 5752.4375; 76 Year 76: 340.3125; 77 Year 77: 1361.25; 78 Year 78: 1146.3125; 79 Year 79: 113.4375; 80 Year 80: 2969
[19 empty] | Variable capex | Input | £000s
[19 empty] | Financing costs | Input | £000s | 26.82 | 80.424 | 160.848 | 268.092 | 402.12 | 670.212 | 938.304 | 1474.488 | 2144.7 | 2680.884 | 2680.884 | 2680.884 | 2680.884 | 2680.884 | 2680.884 | 2680.884 | 2680.884 | 2680.884 | 2680.884 | 2680.884 | 2680.884 | 2680.884 | 2680.884 | 2680.884 | 2680.884 | 2680.884 | 2680.884 | 2680.884 | 2680.884 | 2680.884 | 2680.884 | 2680.884 | 2680.884 | 2680.884 | 2680.884 | 2680.884 | 2680.884 | 2680.884 | 2680.884 | 2680.884 | 2680.884 | 2680.884 | 2680.884 | 2680.884 | 2680.884 | 2680.884 | 2680.884 | 2680.884 | 2680.884 | 2680.884 | 2680.884 | 2680.884 | 2680.884 | 2680.884 | 2680.884 | 2680.884 | 2680.884 | 2680.884 | 2680.884 | 2680.884 | 2680.884 | 2680.884 | 2680.884 | 2680.884 | 2680.884 | 2680.884 | 2680.884 | 2680.884 | 2680.884 | 2680.884 | 2680.884 | 2680.884 | 2680.884 | 2680.884 | 2680.884 | 2680.884 | 2680.884 | 2680.884 | 2680.884 | 2680.884
[19 empty] | Fixed opex | Input | £000s | [10 empty] | 561.6 | 561.6 | 561.6 | 561.6 | 561.6 | 561.6 | 561.6 | 561.6 | 561.6 | 561.6 | 561.6 | 561.6 | 561.6 | 561.6 | 561.6 | 561.6 | 561.6 | 561.6 | 561.6 | 561.6 | 561.6 | 561.6 | 561.6 | 561.6 | 561.6 | 561.6 | 561.6 | 561.6 | 561.6 | 561.6 | 561.6 | 561.6 | 561.6 | 561.6 | 561.6 | 561.6 | 561.6 | 561.6 | 561.6 | 561.6 | 561.6 | 561.6 | 561.6 | 561.6 | 561.6 | 561.6 | 561.6 | 561.6 | 561.6 | 561.6 | 561.6 | 561.6 | 561.6 | 561.6 | 561.6 | 561.6 | 561.6 | 561.6 | 561.6 | 561.6 | 561.6 | 561.6 | 561.6 | 561.6 | 561.6 | 561.6 | 561.6 | 561.6 | 561.6 | 561.6
[19 empty] | Variable opex | Input | £000s | [10 empty] | 1182.5504 | 1140.3281 | 1120.6964 | 1133.7437 | 1119.858 | 1066.0788 | 1084.116 | 1102.604 | 1121.5543 | 1140.9783 | 1160.8879 | 1181.2952 | 1202.2128 | 1223.6532 | 1245.6297 | 1268.1556 | 1291.2447 | 1314.9109 | 1339.1689 | 1364.0332 | 1389.5192 | 1415.6423 | 1442.4186 | 1469.8642 | 1497.9959 | 1526.831 | 1556.3869 | 1586.6817 | 1617.7339 | 1649.5624 | 1682.1866 | 1715.6265 | 1749.9023 | 1785.035 | 1821.046 | 1857.9573 | 1895.7914 | 1934.5713 | 1974.3208 | 2015.064 | 2056.8257 | 2099.6315 | 2143.5074 | 2188.4803 | 2234.5774 | 2281.827 | 2330.2579 | 2379.8995 | 2430.7821 | 2482.9368 | 2536.3954 | 2591.1904 | 2647.3553 | 2704.9244 | 2763.9326 | 2824.4161 | 2886.4116 | 2949.9571 | 3015.0912 | 3081.8536 | 3150.2851 | 3220.4274 | 3292.3232 | 3366.0164 | 3441.552 | 3518.9759 | 3598.3355 | 3679.679 | 3763.0562 | 3848.5177
[19 empty] | Opex savings | Input | £000s
[19 empty] | Fixed env & social | Input | £000s
[19 empty] | Variable env & social | Input | £000s
[19 empty] | Fixed carbon costs | Input | £000s
[19 empty] | Variable carbon costs | Input | £000s
[19 empty] | Customer willingness to pay | Input | £000s
[19 empty] | Total | Sum of above (excl WAFU) | £000s | 771.82 | 1569.424 | 2394.848 | 3247.092 | 4125.12 | 8117.212 | 8385.304 | 16368.488 | 20761.7 | 17574.884 | 4425.0345 | 4382.8121 | 4363.1804 | 5182.2278 | 4475.7796 | 4648.8754 | 5687.85 | 4685.4005 | 4477.4758 | 9464.3248 | 5399.0282 | 4689.298 | 4634.353 | 4504.0685 | 10240.5512 | 4850.9521 | 5894.9787 | 5703.7075 | 4695.0904 | 7575.5173 | 4632.0032 | 4658.1264 | 4684.9026 | 4712.3482 | 5546.48 | 4769.315 | 4798.8709 | 4829.1658 | 4860.218 | 8050.3465 | 5454.6394 | 7390.8792 | 5522.3551 | 5178.8878 | 5063.53 | 5100.4413 | 5138.2754 | 5177.0554 | 6022.8048 | 8339.9855 | 5639.6222 | 6703.3655 | 5726.304 | 5544.4018 | 5477.0615 | 5524.311 | 6378.7419 | 5622.3835 | 5673.2661 | 9048.4458 | 6486.9294 | 7249.7744 | 6597.8893 | 7107.4334 | 6119.8541 | 6407.2126 | 7490.1457 | 6532.7536 | 6371.0127 | 11329.3376 | 7198.7691 | 6462.9114 | 6534.8072 | 6608.5005 | 12436.4735 | 7101.7725 | 8202.0695 | 8068.4756 | 7118.9777 | 10060.0017
| Trent 70 | 6.1.3 | SW new | N | 2020 | Capacity | 49 | 356310.8912 | 219410.4311 | 77302.3236 | 0 | 0 | 0 | 296712.7547 | 83.2736 | 83.2736 | 3 | 3 | Gains in WAFU / Savings in demand | Input | Ml/d | [10 empty] | 49 | 49 | 49 | 49 | 49 | 49 | 49 | 49 | 49 | 49 | 49 | 49 | 49 | 49 | 49 | 49 | 49 | 49 | 49 | 49 | 49 | 49 | 49 | 49 | 49 | 49 | 49 | 49 | 49 | 49 | 49 | 49 | 49 | 49 | 49 | 49 | 49 | 49 | 49 | 49 | 49 | 49 | 49 | 49 | 49 | 49 | 49 | 49 | 49 | 49 | 49 | 49 | 49 | 49 | 49 | 49 | 49 | 49 | 49 | 49 | 49 | 49 | 49 | 49 | 49 | 49 | 49 | 49 | 49 | 49
[19 empty] | Fixed capex | Input | £000s | 1 Year 1: 1213; 2 Year 2: 2426; 3 Year 3: 3639; 4 Year 4: 4852; 5 Year 5: 6065; 6 Year 6: 12130; 7 Year 7: 12130; 8 Year 8: 24260; 9 Year 9: 30325; 10 Year 10: 24260; 14 Year 14: 1114; 15 Year 15: 195.35; 16 Year 16: 586.05; 17 Year 17: 2344.2; 18 Year 18: 586.05; 19 Year 19: 195.35; 20 Year 20: 7025.565; 21 Year 21: 1457.9125; 22 Year 22: 481.4775; 23 Year 23: 343.9125; 24 Year 24: 68.7825; 25 Year 25: 7991.35; 26 Year 26: 586.05; 27 Year 27: 2344.2; 28 Year 28: 1700.05; 29 Year 29: 195.35; 30 Year 30: 4092; 35 Year 35: 1114; 40 Year 40: 4424.915; 41 Year 41: 929.9625; 42 Year 42: 3939.6775; 43 Year 43: 929.9625; 44 Year 44: 264.1325; 49 Year 49: 1114; 50 Year 50: 4287.35; 51 Year 51: 586.05; 52 Year 52: 2344.2; 53 Year 53: 586.05; 54 Year 54: 195.35; 57 Year 57: 1114; 60 Year 60: 4733.97; 61 Year 61: 1283.94; 62 Year 62: 2567.88; 63 Year 63: 1283.94; 64 Year 64: 1755.97; 65 Year 65: 195.35; 66 Year 66: 586.05; 67 Year 67: 2344.2; 68 Year 68: 586.05; 69 Year 69: 195.35; 70 Year 70: 6888; 71 Year 71: 1114; 75 Year 75: 7991.35; 76 Year 76: 586.05; 77 Year 77: 2344.2; 78 Year 78: 1700.05; 79 Year 79: 195.35; 80 Year 80: 4092
[19 empty] | Variable capex | Input | £000s
[19 empty] | Financing costs | Input | £000s | 43.668 | 131.004 | 262.008 | 436.68 | 655.02 | 1091.7 | 1528.38 | 2401.74 | 3493.44 | 4366.8 | 4366.8 | 4366.8 | 4366.8 | 4366.8 | 4366.8 | 4366.8 | 4366.8 | 4366.8 | 4366.8 | 4366.8 | 4366.8 | 4366.8 | 4366.8 | 4366.8 | 4366.8 | 4366.8 | 4366.8 | 4366.8 | 4366.8 | 4366.8 | 4366.8 | 4366.8 | 4366.8 | 4366.8 | 4366.8 | 4366.8 | 4366.8 | 4366.8 | 4366.8 | 4366.8 | 4366.8 | 4366.8 | 4366.8 | 4366.8 | 4366.8 | 4366.8 | 4366.8 | 4366.8 | 4366.8 | 4366.8 | 4366.8 | 4366.8 | 4366.8 | 4366.8 | 4366.8 | 4366.8 | 4366.8 | 4366.8 | 4366.8 | 4366.8 | 4366.8 | 4366.8 | 4366.8 | 4366.8 | 4366.8 | 4366.8 | 4366.8 | 4366.8 | 4366.8 | 4366.8 | 4366.8 | 4366.8 | 4366.8 | 4366.8 | 4366.8 | 4366.8 | 4366.8 | 4366.8 | 4366.8 | 4366.8
[19 empty] | Fixed opex | Input | £000s | [10 empty] | 561.6 | 561.6 | 561.6 | 561.6 | 561.6 | 561.6 | 561.6 | 561.6 | 561.6 | 561.6 | 561.6 | 561.6 | 561.6 | 561.6 | 561.6 | 561.6 | 561.6 | 561.6 | 561.6 | 561.6 | 561.6 | 561.6 | 561.6 | 561.6 | 561.6 | 561.6 | 561.6 | 561.6 | 561.6 | 561.6 | 561.6 | 561.6 | 561.6 | 561.6 | 561.6 | 561.6 | 561.6 | 561.6 | 561.6 | 561.6 | 561.6 | 561.6 | 561.6 | 561.6 | 561.6 | 561.6 | 561.6 | 561.6 | 561.6 | 561.6 | 561.6 | 561.6 | 561.6 | 561.6 | 561.6 | 561.6 | 561.6 | 561.6 | 561.6 | 561.6 | 561.6 | 561.6 | 561.6 | 561.6 | 561.6 | 561.6 | 561.6 | 561.6 | 561.6 | 561.6
[19 empty] | Variable opex | Input | £000s | [10 empty] | 2457.189 | 2373.4031 | 2334.4459 | 2360.3371 | 2332.7824 | 2226.0631 | 2261.8559 | 2298.5435 | 2336.1484 | 2374.6933 | 2414.2019 | 2454.6982 | 2496.2069 | 2538.7533 | 2582.3633 | 2627.0637 | 2672.8815 | 2719.8448 | 2767.9821 | 2817.3229 | 2867.8972 | 2919.7359 | 2972.8705 | 3027.3335 | 3083.1581 | 3140.3783 | 3199.029 | 3259.1459 | 3320.7658 | 3383.9262 | 3448.6656 | 3515.0235 | 3583.0403 | 3652.7575 | 3724.2177 | 3797.4644 | 3872.5422 | 3949.497 | 4028.3757 | 4109.2263 | 4192.0982 | 4277.0419 | 4364.1092 | 4453.3531 | 4544.8282 | 4638.5901 | 4734.6961 | 4833.2048 | 4934.1761 | 5037.6718 | 5143.7548 | 5252.4899 | 5363.9434 | 5478.1832 | 5595.279 | 5715.3022 | 5838.326 | 5964.4254 | 6093.6773 | 6226.1605 | 6361.9557 | 6501.1458 | 6643.8157 | 6790.0523 | 6939.9449 | 7093.5847 | 7251.0656 | 7412.4835 | 7577.9368 | 7747.5265
[19 empty] | Opex savings | Input | £000s
[19 empty] | Fixed env & social | Input | £000s
[19 empty] | Variable env & social | Input | £000s
[19 empty] | Fixed carbon costs | Input | £000s
[19 empty] | Variable carbon costs | Input | £000s
[19 empty] | Customer willingness to pay | Input | £000s
[19 empty] | Total | Sum of above (excl WAFU) | £000s | 1256.668 | 2557.004 | 3901.008 | 5288.68 | 6720.02 | 13221.7 | 13658.38 | 26661.74 | 33818.44 | 28626.8 | 7385.589 | 7301.8032 | 7262.8459 | 8402.7372 | 7456.5324 | 7740.5131 | 9534.4559 | 7812.9936 | 7459.8984 | 14328.6583 | 8800.5144 | 7864.5757 | 7768.5194 | 7535.9358 | 15502.1134 | 8141.5137 | 9945.4815 | 9348.2948 | 7891.7321 | 11837.7229 | 7796.2972 | 7848.1359 | 7901.2705 | 7955.7335 | 9125.5581 | 8068.7783 | 8127.429 | 8187.5459 | 8249.1658 | 12737.2412 | 9307.0281 | 12383.101 | 9441.4028 | 8845.29 | 8652.6177 | 8725.8644 | 8800.9422 | 8877.897 | 10070.7757 | 13324.9763 | 9706.5482 | 11549.6419 | 9878.5592 | 9577.1032 | 9473.2282 | 9566.9902 | 10777.0961 | 9761.6048 | 9862.5761 | 14700.0418 | 11356.0948 | 12748.7699 | 11576.2834 | 12162.5532 | 10719.029 | 11229.7523 | 13110.926 | 11478.8754 | 11217.4273 | 18042.5605 | 12404.3557 | 11429.5458 | 11572.2157 | 11718.4524 | 19859.6949 | 12608.0348 | 14523.6656 | 14040.9335 | 12701.6868 | 16767.9265 | 0 | 0 | 0 | 0 | 0 | 0 | 0 | 0 | 0 | 0 | 0 | 0 | 0 | 0 | 0 | 0 | 0 | 0 | 0 | 0 | 0 | 0 | 0 | 0
| 40mld Trent | 2.1.1.1 | SW new | N | 2020 | Capacity | 3 | 26123.3475 | 18424.345 | 2323.2621 | 0 | 0 | 0 | 20747.6071 | 79.4217 | 79.4217 | 3 | 3 | Gains in WAFU / Savings in demand | Input | Ml/d | [5 empty] | 3 | 3 | 3 | 3 | 3 | 3 | 3 | 3 | 3 | 3 | 3 | 3 | 3 | 3 | 3 | 3 | 3 | 3 | 3 | 3 | 3 | 3 | 3 | 3 | 3 | 3 | 3 | 3 | 3 | 3 | 3 | 3 | 3 | 3 | 3 | 3 | 3 | 3 | 3 | 3 | 3 | 3 | 3 | 3 | 3 | 3 | 3 | 3 | 3 | 3 | 3 | 3 | 3 | 3 | 3 | 3 | 3 | 3 | 3 | 3 | 3 | 3 | 3 | 3 | 3 | 3 | 3 | 3 | 3 | 3 | 3 | 3 | 3 | 3 | 3
[19 empty] | Fixed capex | Input | £000s | 1 Year 1: 443; 2 Year 2: 887; 3 Year 3: 1773; 4 Year 4: 2660; 5 Year 5: 3103; 15 Year 15: 52.375; 16 Year 16: 157.125; 17 Year 17: 628.5; 18 Year 18: 157.125; 19 Year 19: 52.375; 20 Year 20: 27.375; 21 Year 21: 68.4375; 22 Year 22: 95.8125; 23 Year 23: 68.4375; 24 Year 24: 13.6875; 25 Year 25: 52.375; 26 Year 26: 157.125; 27 Year 27: 628.5; 28 Year 28: 157.125; 29 Year 29: 52.375; 40 Year 40: 79.75; 41 Year 41: 225.5625; 42 Year 42: 724.3125; 43 Year 43: 225.5625; 44 Year 44: 66.0625; 50 Year 50: 52.375; 51 Year 51: 157.125; 52 Year 52: 628.5; 53 Year 53: 157.125; 54 Year 54: 52.375; 60 Year 60: 127.75; 61 Year 61: 255.5; 62 Year 62: 511; 63 Year 63: 255.5; 64 Year 64: 127.75; 65 Year 65: 52.375; 66 Year 66: 157.125; 67 Year 67: 628.5; 68 Year 68: 157.125; 69 Year 69: 52.375; 75 Year 75: 52.375; 76 Year 76: 157.125; 77 Year 77: 628.5; 78 Year 78: 157.125; 79 Year 79: 52.375
[19 empty] | Variable capex | Input | £000s
[19 empty] | Financing costs | Input | £000s | 15.948 | 47.88 | 111.708 | 207.468 | 319.176 | 319.176 | 319.176 | 319.176 | 319.176 | 319.176 | 319.176 | 319.176 | 319.176 | 319.176 | 319.176 | 319.176 | 319.176 | 319.176 | 319.176 | 319.176 | 319.176 | 319.176 | 319.176 | 319.176 | 319.176 | 319.176 | 319.176 | 319.176 | 319.176 | 319.176 | 319.176 | 319.176 | 319.176 | 319.176 | 319.176 | 319.176 | 319.176 | 319.176 | 319.176 | 319.176 | 319.176 | 319.176 | 319.176 | 319.176 | 319.176 | 319.176 | 319.176 | 319.176 | 319.176 | 319.176 | 319.176 | 319.176 | 319.176 | 319.176 | 319.176 | 319.176 | 319.176 | 319.176 | 319.176 | 319.176 | 319.176 | 319.176 | 319.176 | 319.176 | 319.176 | 319.176 | 319.176 | 319.176 | 319.176 | 319.176 | 319.176 | 319.176 | 319.176 | 319.176 | 319.176 | 319.176 | 319.176 | 319.176 | 319.176 | 319.176
[19 empty] | Fixed opex | Input | £000s | [5 empty] | 0.60001 | 0.60001 | 0.60001 | 0.60001 | 0.60001 | 0.60001 | 0.60001 | 0.60001 | 0.60001 | 0.60001 | 0.60001 | 0.60001 | 0.60001 | 0.60001 | 0.60001 | 0.60001 | 0.60001 | 0.60001 | 0.60001 | 0.60001 | 0.60001 | 0.60001 | 0.60001 | 0.60001 | 0.60001 | 0.60001 | 0.60001 | 0.60001 | 0.60001 | 0.60001 | 0.60001 | 0.60001 | 0.60001 | 0.60001 | 0.60001 | 0.60001 | 0.60001 | 0.60001 | 0.60001 | 0.60001 | 0.60001 | 0.60001 | 0.60001 | 0.60001 | 0.60001 | 0.60001 | 0.60001 | 0.60001 | 0.60001 | 0.60001 | 0.60001 | 0.60001 | 0.60001 | 0.60001 | 0.60001 | 0.60001 | 0.60001 | 0.60001 | 0.60001 | 0.60001 | 0.60001 | 0.60001 | 0.60001 | 0.60001 | 0.60001 | 0.60001 | 0.60001 | 0.60001 | 0.60001 | 0.60001 | 0.60001 | 0.60001 | 0.60001 | 0.60001 | 0.60001
[19 empty] | Variable opex | Input | £000s | [5 empty] | 66.3479 | 65.9481 | 66.1186 | 68.9223 | 67.1038 | 67.6492 | 64.2405 | 62.6557 | 63.709 | 62.588 | 58.2463 | 59.7025 | 61.195 | 62.7249 | 64.293 | 65.9004 | 67.5479 | 69.2366 | 70.9675 | 72.7417 | 74.5602 | 76.4242 | 78.3348 | 80.2932 | 82.3005 | 84.358 | 86.467 | 88.6287 | 90.8444 | 93.1155 | 95.4434 | 97.8295 | 100.2752 | 102.7821 | 105.3516 | 107.9854 | 110.6851 | 113.4522 | 116.2885 | 119.1957 | 122.1756 | 125.23 | 128.3607 | 131.5697 | 134.859 | 138.2305 | 141.6862 | 145.2284 | 148.8591 | 152.5806 | 156.3951 | 160.305 | 164.3126 | 168.4204 | 172.6309 | 176.9467 | 181.3703 | 185.9046 | 190.5522 | 195.316 | 200.1989 | 205.2039 | 210.334 | 215.5923 | 220.9822 | 226.5067 | 232.1694 | 237.9736 | 243.923 | 250.021 | 256.2716 | 262.6783 | 269.2453 | 275.9764 | 282.8758
[19 empty] | Opex savings | Input | £000s
[19 empty] | Fixed env & social | Input | £000s
[19 empty] | Variable env & social | Input | £000s
[19 empty] | Fixed carbon costs | Input | £000s
[19 empty] | Variable carbon costs | Input | £000s
[19 empty] | Customer willingness to pay | Input | £000s
[19 empty] | Total | Sum of above (excl WAFU) | £000s | 458.948 | 934.88 | 1884.708 | 2867.468 | 3422.176 | 386.1239 | 385.7241 | 385.8946 | 388.6983 | 386.8798 | 387.4252 | 384.0166 | 382.4317 | 383.485 | 434.739 | 535.1473 | 1007.9785 | 538.096 | 434.8759 | 411.444 | 454.1139 | 483.1364 | 457.4501 | 404.431 | 444.8927 | 551.4612 | 1024.7002 | 555.2358 | 452.4442 | 402.0765 | 404.134 | 406.243 | 408.4047 | 410.6204 | 412.8915 | 415.2194 | 417.6055 | 420.0512 | 422.5581 | 504.8776 | 653.3239 | 1154.7736 | 658.7907 | 502.127 | 438.9717 | 441.9516 | 445.006 | 448.1367 | 451.3458 | 507.01 | 615.1315 | 1089.9622 | 622.1294 | 521.0101 | 472.3566 | 476.1711 | 480.081 | 484.0886 | 488.1964 | 620.1569 | 752.2227 | 1012.1464 | 761.1806 | 638.0782 | 567.467 | 677.0999 | 1153.4799 | 687.235 | 587.7434 | 540.7582 | 546.2827 | 551.9454 | 557.7496 | 563.699 | 622.172 | 733.1726 | 1210.9543 | 746.1463 | 648.1274 | 602.6519 | 0 | 0 | 0 | 0 | 0 | 0 | 0 | 0 | 0 | 0 | 0 | 0 | 0 | 0 | 0 | 0 | 0 | 0 | 0 | 0 | 0 | 0 | 0 | 0
| Dam height blithfield | 2.2.1.1 | Reservoir enlargement | N | 2020 | Capacity | 8.5 | 61809.0321 | 48770.0621 | 0 | 0 | 0 | 0 | 48770.0621 | 78.9044 | 78.9044 | 3 | 3 | Gains in WAFU / Savings in demand | Input | Ml/d | [10 empty] | 8.5 | 8.5 | 8.5 | 8.5 | 8.5 | 8.5 | 8.5 | 8.5 | 8.5 | 8.5 | 8.5 | 8.5 | 8.5 | 8.5 | 8.5 | 8.5 | 8.5 | 8.5 | 8.5 | 8.5 | 8.5 | 8.5 | 8.5 | 8.5 | 8.5 | 8.5 | 8.5 | 8.5 | 8.5 | 8.5 | 8.5 | 8.5 | 8.5 | 8.5 | 8.5 | 8.5 | 8.5 | 8.5 | 8.5 | 8.5 | 8.5 | 8.5 | 8.5 | 8.5 | 8.5 | 8.5 | 8.5 | 8.5 | 8.5 | 8.5 | 8.5 | 8.5 | 8.5 | 8.5 | 8.5 | 8.5 | 8.5 | 8.5 | 8.5 | 8.5 | 8.5 | 8.5 | 8.5 | 8.5 | 8.5 | 8.5 | 8.5 | 8.5 | 8.5 | 8.5
[19 empty] | Fixed capex | Input | £000s | 1 Year 1: 303; 2 Year 2: 303; 3 Year 3: 908; 4 Year 4: 1513; 5 Year 5: 2118; 6 Year 6: 2420; 7 Year 7: 4538; 8 Year 8: 6050; 9 Year 9: 6050; 10 Year 10: 6050
[19 empty] | Variable capex | Input | £000s
[19 empty] | Financing costs | Input | £000s | 10.908 | 21.816 | 54.504 | 108.972 | 185.22 | 272.34 | 435.708 | 653.508 | 871.308 | 1089.108 | 1089.108 | 1089.108 | 1089.108 | 1089.108 | 1089.108 | 1089.108 | 1089.108 | 1089.108 | 1089.108 | 1089.108 | 1089.108 | 1089.108 | 1089.108 | 1089.108 | 1089.108 | 1089.108 | 1089.108 | 1089.108 | 1089.108 | 1089.108 | 1089.108 | 1089.108 | 1089.108 | 1089.108 | 1089.108 | 1089.108 | 1089.108 | 1089.108 | 1089.108 | 1089.108 | 1089.108 | 1089.108 | 1089.108 | 1089.108 | 1089.108 | 1089.108 | 1089.108 | 1089.108 | 1089.108 | 1089.108 | 1089.108 | 1089.108 | 1089.108 | 1089.108 | 1089.108 | 1089.108 | 1089.108 | 1089.108 | 1089.108 | 1089.108 | 1089.108 | 1089.108 | 1089.108 | 1089.108 | 1089.108 | 1089.108 | 1089.108 | 1089.108 | 1089.108 | 1089.108 | 1089.108 | 1089.108 | 1089.108 | 1089.108 | 1089.108 | 1089.108 | 1089.108 | 1089.108 | 1089.108 | 1089.108
[19 empty] | Fixed opex | Input | £000s
[19 empty] | Variable opex | Input | £000s
[19 empty] | Opex savings | Input | £000s
[19 empty] | Fixed env & social | Input | £000s
[19 empty] | Variable env & social | Input | £000s
[19 empty] | Fixed carbon costs | Input | £000s
[19 empty] | Variable carbon costs | Input | £000s
[19 empty] | Customer willingness to pay | Input | £000s
[19 empty] | Total | Sum of above (excl WAFU) | £000s | 313.908 | 324.816 | 962.504 | 1621.972 | 2303.22 | 2692.34 | 4973.708 | 6703.508 | 6921.308 | 7139.108 | 1089.108 | 1089.108 | 1089.108 | 1089.108 | 1089.108 | 1089.108 | 1089.108 | 1089.108 | 1089.108 | 1089.108 | 1089.108 | 1089.108 | 1089.108 | 1089.108 | 1089.108 | 1089.108 | 1089.108 | 1089.108 | 1089.108 | 1089.108 | 1089.108 | 1089.108 | 1089.108 | 1089.108 | 1089.108 | 1089.108 | 1089.108 | 1089.108 | 1089.108 | 1089.108 | 1089.108 | 1089.108 | 1089.108 | 1089.108 | 1089.108 | 1089.108 | 1089.108 | 1089.108 | 1089.108 | 1089.108 | 1089.108 | 1089.108 | 1089.108 | 1089.108 | 1089.108 | 1089.108 | 1089.108 | 1089.108 | 1089.108 | 1089.108 | 1089.108 | 1089.108 | 1089.108 | 1089.108 | 1089.108 | 1089.108 | 1089.108 | 1089.108 | 1089.108 | 1089.108 | 1089.108 | 1089.108 | 1089.108 | 1089.108 | 1089.108 | 1089.108 | 1089.108 | 1089.108 | 1089.108 | 1089.108 | 0 | 0 | 0 | 0 | 0 | 0 | 0 | 0 | 0 | 0 | 0 | 0 | 0 | 0 | 0 | 0 | 0 | 0 | 0 | 0 | 0 | 0 | 0 | 0
| Dam height 2m blithfield | 2.2.2.1 | Reservoir enlargement | N | 2020 | Capacity | 12.4 | 90168.4704 | 74816.8746 | 0 | 0 | 0 | 0 | 74816.8746 | 82.9745 | 82.9745 | 3 | 3 | Gains in WAFU / Savings in demand | Input | Ml/d | [10 empty] | 12.4 | 12.4 | 12.4 | 12.4 | 12.4 | 12.4 | 12.4 | 12.4 | 12.4 | 12.4 | 12.4 | 12.4 | 12.4 | 12.4 | 12.4 | 12.4 | 12.4 | 12.4 | 12.4 | 12.4 | 12.4 | 12.4 | 12.4 | 12.4 | 12.4 | 12.4 | 12.4 | 12.4 | 12.4 | 12.4 | 12.4 | 12.4 | 12.4 | 12.4 | 12.4 | 12.4 | 12.4 | 12.4 | 12.4 | 12.4 | 12.4 | 12.4 | 12.4 | 12.4 | 12.4 | 12.4 | 12.4 | 12.4 | 12.4 | 12.4 | 12.4 | 12.4 | 12.4 | 12.4 | 12.4 | 12.4 | 12.4 | 12.4 | 12.4 | 12.4 | 12.4 | 12.4 | 12.4 | 12.4 | 12.4 | 12.4 | 12.4 | 12.4 | 12.4 | 12.4
[19 empty] | Fixed capex | Input | £000s | 1 Year 1: 464; 2 Year 2: 464; 3 Year 3: 1392; 4 Year 4: 2321; 5 Year 5: 3249; 6 Year 6: 3713; 7 Year 7: 6962; 8 Year 8: 9282; 9 Year 9: 9282; 10 Year 10: 9282
[19 empty] | Variable capex | Input | £000s
[19 empty] | Financing costs | Input | £000s | 16.704 | 33.408 | 83.52 | 167.076 | 284.04 | 417.708 | 668.34 | 1002.492 | 1336.644 | 1670.796 | 1670.796 | 1670.796 | 1670.796 | 1670.796 | 1670.796 | 1670.796 | 1670.796 | 1670.796 | 1670.796 | 1670.796 | 1670.796 | 1670.796 | 1670.796 | 1670.796 | 1670.796 | 1670.796 | 1670.796 | 1670.796 | 1670.796 | 1670.796 | 1670.796 | 1670.796 | 1670.796 | 1670.796 | 1670.796 | 1670.796 | 1670.796 | 1670.796 | 1670.796 | 1670.796 | 1670.796 | 1670.796 | 1670.796 | 1670.796 | 1670.796 | 1670.796 | 1670.796 | 1670.796 | 1670.796 | 1670.796 | 1670.796 | 1670.796 | 1670.796 | 1670.796 | 1670.796 | 1670.796 | 1670.796 | 1670.796 | 1670.796 | 1670.796 | 1670.796 | 1670.796 | 1670.796 | 1670.796 | 1670.796 | 1670.796 | 1670.796 | 1670.796 | 1670.796 | 1670.796 | 1670.796 | 1670.796 | 1670.796 | 1670.796 | 1670.796 | 1670.796 | 1670.796 | 1670.796 | 1670.796 | 1670.796
[19 empty] | Fixed opex | Input | £000s
[19 empty] | Variable opex | Input | £000s
[19 empty] | Opex savings | Input | £000s
[19 empty] | Fixed env & social | Input | £000s
[19 empty] | Variable env & social | Input | £000s
[19 empty] | Fixed carbon costs | Input | £000s
[19 empty] | Variable carbon costs | Input | £000s
[19 empty] | Customer willingness to pay | Input | £000s
[19 empty] | Total | Sum of above (excl WAFU) | £000s | 480.704 | 497.408 | 1475.52 | 2488.076 | 3533.04 | 4130.708 | 7630.34 | 10284.492 | 10618.644 | 10952.796 | 1670.796 | 1670.796 | 1670.796 | 1670.796 | 1670.796 | 1670.796 | 1670.796 | 1670.796 | 1670.796 | 1670.796 | 1670.796 | 1670.796 | 1670.796 | 1670.796 | 1670.796 | 1670.796 | 1670.796 | 1670.796 | 1670.796 | 1670.796 | 1670.796 | 1670.796 | 1670.796 | 1670.796 | 1670.796 | 1670.796 | 1670.796 | 1670.796 | 1670.796 | 1670.796 | 1670.796 | 1670.796 | 1670.796 | 1670.796 | 1670.796 | 1670.796 | 1670.796 | 1670.796 | 1670.796 | 1670.796 | 1670.796 | 1670.796 | 1670.796 | 1670.796 | 1670.796 | 1670.796 | 1670.796 | 1670.796 | 1670.796 | 1670.796 | 1670.796 | 1670.796 | 1670.796 | 1670.796 | 1670.796 | 1670.796 | 1670.796 | 1670.796 | 1670.796 | 1670.796 | 1670.796 | 1670.796 | 1670.796 | 1670.796 | 1670.796 | 1670.796 | 1670.796 | 1670.796 | 1670.796 | 1670.796 | 0 | 0 | 0 | 0 | 0 | 0 | 0 | 0 | 0 | 0 | 0 | 0 | 0 | 0 | 0 | 0 | 0 | 0 | 0 | 0 | 0 | 0 | 0 | 0
58.2a | Options to increase raw imports | [20 empty] | 0 | 0 | 0 | 0 | 0 | 0 | 0 | 0 | 0 | 0 | 0 | 0 | 0 | 0 | 0 | 0 | 0 | 0 | 0 | 0 | 0 | 0 | 0 | 0 | 0 | 0 | 0 | 0 | 0 | 0 | 0 | 0 | 0 | 0 | 0 | 0 | 0 | 0 | 0 | 0 | 0 | 0 | 0 | 0 | 0 | 0 | 0 | 0 | 0 | 0 | 0 | 0 | 0 | 0 | 0 | 0 | 0 | 0 | 0 | 0 | 0 | 0 | 0 | 0 | 0 | 0 | 0 | 0 | 0 | 0 | 0 | 0 | 0 | 0 | 0 | 0 | 0 | 0 | 0 | 0 | 0 | 0 | 0 | 0 | 0 | 0 | 0 | 0 | 0 | 0 | 0 | 0 | 0 | 0 | 0 | 0 | 0 | 0 | 0 | 0 | 0 | 0 | 0 | 0
58.3a | Options to increase potable imports | [20 empty] | 0 | 0 | 0 | 0 | 0 | 0 | 0 | 0 | 0 | 0 | 0 | 0 | 0 | 0 | 0 | 0 | 0 | 0 | 0 | 0 | 0 | 0 | 0 | 0 | 0 | 0 | 0 | 0 | 0 | 0 | 0 | 0 | 0 | 0 | 0 | 0 | 0 | 0 | 0 | 0 | 0 | 0 | 0 | 0 | 0 | 0 | 0 | 0 | 0 | 0 | 0 | 0 | 0 | 0 | 0 | 0 | 0 | 0 | 0 | 0 | 0 | 0 | 0 | 0 | 0 | 0 | 0 | 0 | 0 | 0 | 0 | 0 | 0 | 0 | 0 | 0 | 0 | 0 | 0 | 0 | 0 | 0 | 0 | 0 | 0 | 0 | 0 | 0 | 0 | 0 | 0 | 0 | 0 | 0 | 0 | 0 | 0 | 0 | 0 | 0 | 0 | 0 | 0 | 0
58.4a | Options to reduce raw water losses and operational use | [20 empty] | 0 | 0 | 0 | 0 | 0 | 0 | 0 | 0 | 0 | 0 | 0 | 0 | 0 | 0 | 0 | 0 | 0 | 0 | 0 | 0 | 0 | 0 | 0 | 0 | 0 | 0 | 0 | 0 | 0 | 0 | 0 | 0 | 0 | 0 | 0 | 0 | 0 | 0 | 0 | 0 | 0 | 0 | 0 | 0 | 0 | 0 | 0 | 0 | 0 | 0 | 0 | 0 | 0 | 0 | 0 | 0 | 0 | 0 | 0 | 0 | 0 | 0 | 0 | 0 | 0 | 0 | 0 | 0 | 0 | 0 | 0 | 0 | 0 | 0 | 0 | 0 | 0 | 0 | 0 | 0 | 0 | 0 | 0 | 0 | 0 | 0 | 0 | 0 | 0 | 0 | 0 | 0 | 0 | 0 | 0 | 0 | 0 | 0 | 0 | 0 | 0 | 0 | 0 | 0
58.5a | Options to reduce raw water exports | [20 empty] | 0 | 0 | 0 | 0 | 0 | 0 | 0 | 0 | 0 | 0 | 0 | 0 | 0 | 0 | 0 | 0 | 0 | 0 | 0 | 0 | 0 | 0 | 0 | 0 | 0 | 0 | 0 | 0 | 0 | 0 | 0 | 0 | 0 | 0 | 0 | 0 | 0 | 0 | 0 | 0 | 0 | 0 | 0 | 0 | 0 | 0 | 0 | 0 | 0 | 0 | 0 | 0 | 0 | 0 | 0 | 0 | 0 | 0 | 0 | 0 | 0 | 0 | 0 | 0 | 0 | 0 | 0 | 0 | 0 | 0 | 0 | 0 | 0 | 0 | 0 | 0 | 0 | 0 | 0 | 0 | 0 | 0 | 0 | 0 | 0 | 0 | 0 | 0 | 0 | 0 | 0 | 0 | 0 | 0 | 0 | 0 | 0 | 0 | 0 | 0 | 0 | 0 | 0 | 0
58.6a | Options to reduce potable water exports | [20 empty] | 0 | 0 | 0 | 0 | 0 | 0 | 0 | 0 | 0 | 0 | 0 | 0 | 0 | 0 | 0 | 0 | 0 | 0 | 0 | 0 | 0 | 0 | 0 | 0 | 0 | 0 | 0 | 0 | 0 | 0 | 0 | 0 | 0 | 0 | 0 | 0 | 0 | 0 | 0 | 0 | 0 | 0 | 0 | 0 | 0 | 0 | 0 | 0 | 0 | 0 | 0 | 0 | 0 | 0 | 0 | 0 | 0 | 0 | 0 | 0 | 0 | 0 | 0 | 0 | 0 | 0 | 0 | 0 | 0 | 0 | 0 | 0 | 0 | 0 | 0 | 0 | 0 | 0 | 0 | 0 | 0 | 0 | 0 | 0 | 0 | 0 | 0 | 0 | 0 | 0 | 0 | 0 | 0 | 0 | 0 | 0 | 0 | 0 | 0 | 0 | 0 | 0 | 0 | 0
58.7a | Other options to increase Deployable Output | [20 empty] | 0 | 0 | 0 | 0 | 0 | 0 | 0 | 0 | 0 | 0 | 0 | 0 | 0 | 0 | 0 | 0 | 0 | 0 | 0 | 0 | 0 | 0 | 0 | 0 | 0 | 0 | 0 | 0 | 0 | 0 | 0 | 0 | 0 | 0 | 0 | 0 | 0 | 0 | 0 | 0 | 0 | 0 | 0 | 0 | 0 | 0 | 0 | 0 | 0 | 0 | 0 | 0 | 0 | 0 | 0 | 0 | 0 | 0 | 0 | 0 | 0 | 0 | 0 | 0 | 0 | 0 | 0 | 0 | 0 | 0 | 0 | 0 | 0 | 0 | 0 | 0 | 0 | 0 | 0 | 0 | 0 | 0 | 0 | 0 | 0 | 0 | 0 | 0 | 0 | 0 | 0 | 0 | 0 | 0 | 0 | 0 | 0 | 0 | 0 | 0 | 0 | 0 | 0 | 0
| CRT bham blithfied | 7.1.2.1 | Water trade | N | 2020 | Capacity | 0 | 0 | 24187.5085 | 115.8571 | 0 | 0 | 0 | 24303.3656 | #DIV/0! | #DIV/0! | 3 | 3 | Gains in WAFU / Savings in demand | Input | Ml/d
[19 empty] | Fixed capex | Input | £000s | 1 Year 1: 638; 2 Year 2: 1277; 3 Year 3: 2554; 4 Year 4: 3830; 5 Year 5: 4469; 15 Year 15: 12.3763; 16 Year 16: 37.1287; 17 Year 17: 148.515; 18 Year 18: 37.1287; 19 Year 19: 12.3763; 20 Year 20: 21.0293; 21 Year 21: 52.5731; 22 Year 22: 73.6024; 23 Year 23: 52.5731; 24 Year 24: 10.5146; 25 Year 25: 12.3763; 26 Year 26: 37.1287; 27 Year 27: 148.515; 28 Year 28: 37.1287; 29 Year 29: 12.3763; 40 Year 40: 33.4055; 41 Year 41: 89.7019; 42 Year 42: 222.1174; 43 Year 43: 89.7019; 44 Year 44: 22.8909; 50 Year 50: 12.3763; 51 Year 51: 37.1287; 52 Year 52: 148.515; 53 Year 53: 37.1287; 54 Year 54: 12.3763; 60 Year 60: 98.1365; 61 Year 61: 196.273; 62 Year 62: 392.546; 63 Year 63: 196.273; 64 Year 64: 98.1365; 65 Year 65: 12.3763; 66 Year 66: 37.1287; 67 Year 67: 148.515; 68 Year 68: 37.1287; 69 Year 69: 12.3763; 75 Year 75: 12.3763; 76 Year 76: 37.1287; 77 Year 77: 148.515; 78 Year 78: 37.1287; 79 Year 79: 12.3763
[19 empty] | Variable capex | Input | £000s
[19 empty] | Financing costs | Input | £000s | 22.968 | 68.94 | 160.884 | 298.764 | 459.648 | 459.648 | 459.648 | 459.648 | 459.648 | 459.648 | 459.648 | 459.648 | 459.648 | 459.648 | 459.648 | 459.648 | 459.648 | 459.648 | 459.648 | 459.648 | 459.648 | 459.648 | 459.648 | 459.648 | 459.648 | 459.648 | 459.648 | 459.648 | 459.648 | 459.648 | 459.648 | 459.648 | 459.648 | 459.648 | 459.648 | 459.648 | 459.648 | 459.648 | 459.648 | 459.648 | 459.648 | 459.648 | 459.648 | 459.648 | 459.648 | 459.648 | 459.648 | 459.648 | 459.648 | 459.648 | 459.648 | 459.648 | 459.648 | 459.648 | 459.648 | 459.648 | 459.648 | 459.648 | 459.648 | 459.648 | 459.648 | 459.648 | 459.648 | 459.648 | 459.648 | 459.648 | 459.648 | 459.648 | 459.648 | 459.648 | 459.648 | 459.648 | 459.648 | 459.648 | 459.648 | 459.648 | 459.648 | 459.648 | 459.648 | 459.648
[19 empty] | Fixed opex | Input | £000s | [5 empty] | 0.60001 | 0.60001 | 0.60001 | 0.60001 | 0.60001 | 0.60001 | 0.60001 | 0.60001 | 0.60001 | 0.60001 | 0.60001 | 0.60001 | 0.60001 | 0.60001 | 0.60001 | 0.60001 | 0.60001 | 0.60001 | 0.60001 | 0.60001 | 0.60001 | 0.60001 | 0.60001 | 0.60001 | 0.60001 | 0.60001 | 0.60001 | 0.60001 | 0.60001 | 0.60001 | 0.60001 | 0.60001 | 0.60001 | 0.60001 | 0.60001 | 0.60001 | 0.60001 | 0.60001 | 0.60001 | 0.60001 | 0.60001 | 0.60001 | 0.60001 | 0.60001 | 0.60001 | 0.60001 | 0.60001 | 0.60001 | 0.60001 | 0.60001 | 0.60001 | 0.60001 | 0.60001 | 0.60001 | 0.60001 | 0.60001 | 0.60001 | 0.60001 | 0.60001 | 0.60001 | 0.60001 | 0.60001 | 0.60001 | 0.60001 | 0.60001 | 0.60001 | 0.60001 | 0.60001 | 0.60001 | 0.60001 | 0.60001 | 0.60001 | 0.60001 | 0.60001 | 0.60001
[19 empty] | Variable opex | Input | £000s | [5 empty] | 4.0792 | 4.0768 | 4.0778 | 4.0942 | 4.0836 | 4.0867 | 4.0669 | 4.0577 | 4.0638 | 4.0573 | 4.032 | 4.0405 | 4.0492 | 4.0581 | 4.0672 | 4.0766 | 4.0862 | 4.096 | 4.1061 | 4.1164 | 4.127 | 4.1378 | 4.1489 | 4.1603 | 4.172 | 4.184 | 4.1963 | 4.2089 | 4.2218 | 4.235 | 4.2485 | 4.2624 | 4.2766 | 4.2912 | 4.3062 | 4.3215 | 4.3372 | 4.3533 | 4.3698 | 4.3868 | 4.4041 | 4.4219 | 4.4401 | 4.4588 | 4.4779 | 4.4976 | 4.5177 | 4.5383 | 4.5594 | 4.5811 | 4.6033 | 4.626 | 4.6494 | 4.6733 | 4.6978 | 4.7229 | 4.7487 | 4.775 | 4.8021 | 4.8298 | 4.8582 | 4.8874 | 4.9172 | 4.9478 | 4.9792 | 5.0114 | 5.0443 | 5.0781 | 5.1127 | 5.1482 | 5.1846 | 5.2219 | 5.2601 | 5.2993 | 5.3395
[19 empty] | Opex savings | Input | £000s
[19 empty] | Fixed env & social | Input | £000s
[19 empty] | Variable env & social | Input | £000s
[19 empty] | Fixed carbon costs | Input | £000s
[19 empty] | Variable carbon costs | Input | £000s
[19 empty] | Customer willingness to pay | Input | £000s
[19 empty] | Total | Sum of above (excl WAFU) | £000s | 660.968 | 1345.94 | 2714.884 | 4128.764 | 4928.648 | 464.3272 | 464.3249 | 464.3258 | 464.3422 | 464.3316 | 464.3348 | 464.3149 | 464.3057 | 464.3118 | 476.6815 | 501.4088 | 612.8035 | 501.4259 | 476.6823 | 485.3445 | 516.8977 | 537.9365 | 516.9171 | 474.8687 | 476.7406 | 501.5037 | 612.9008 | 501.5257 | 476.7846 | 464.42 | 464.432 | 464.4443 | 464.4569 | 464.4698 | 464.483 | 464.4965 | 464.5104 | 464.5247 | 464.5392 | 497.9597 | 554.2714 | 686.7026 | 554.3032 | 487.5087 | 464.6348 | 464.6521 | 464.6699 | 464.6881 | 464.7068 | 477.1022 | 501.8743 | 613.2807 | 501.915 | 477.1837 | 464.8291 | 464.8513 | 464.8741 | 464.8974 | 464.9213 | 563.0823 | 661.2439 | 857.5427 | 661.2961 | 563.1866 | 477.4541 | 502.235 | 613.6504 | 502.294 | 477.5721 | 465.2272 | 465.2594 | 465.2923 | 465.3261 | 465.3607 | 477.7725 | 502.5614 | 613.9849 | 502.6369 | 477.9236 | 465.5875 | 0 | 0 | 0 | 0 | 0 | 0 | 0 | 0 | 0 | 0 | 0 | 0 | 0 | 0 | 0 | 0 | 0 | 0 | 0 | 0 | 0 | 0 | 0 | 0
| SGW River Severn | 7.3.1.1 | Water trade | N | 2020 | Capacity | 11 | 79988.1592 | 9657.8858 | 10620.5948 | 0 | 0 | 0 | 20278.4806 | 25.3519 | 25.3519 | 3 | 3 | Gains in WAFU / Savings in demand | Input | Ml/d | [10 empty] | 11 | 11 | 11 | 11 | 11 | 11 | 11 | 11 | 11 | 11 | 11 | 11 | 11 | 11 | 11 | 11 | 11 | 11 | 11 | 11 | 11 | 11 | 11 | 11 | 11 | 11 | 11 | 11 | 11 | 11 | 11 | 11 | 11 | 11 | 11 | 11 | 11 | 11 | 11 | 11 | 11 | 11 | 11 | 11 | 11 | 11 | 11 | 11 | 11 | 11 | 11 | 11 | 11 | 11 | 11 | 11 | 11 | 11 | 11 | 11 | 11 | 11 | 11 | 11 | 11 | 11 | 11 | 11 | 11 | 11
[19 empty] | Fixed capex | Input | £000s | 1 Year 1: 104; 2 Year 2: 156; 3 Year 3: 260; 4 Year 4: 260; 5 Year 5: 260; 6 Year 6: 260; 7 Year 7: 521; 8 Year 8: 781; 9 Year 9: 1302; 10 Year 10: 1302; 15 Year 15: 37; 16 Year 16: 111; 17 Year 17: 444; 18 Year 18: 111; 19 Year 19: 37; 20 Year 20: 3; 21 Year 21: 7.5; 22 Year 22: 10.5; 23 Year 23: 7.5; 24 Year 24: 1.5; 25 Year 25: 37; 26 Year 26: 111; 27 Year 27: 444; 28 Year 28: 111; 29 Year 29: 37; 40 Year 40: 40; 41 Year 41: 118.5; 42 Year 42: 454.5; 43 Year 43: 118.5; 44 Year 44: 38.5; 50 Year 50: 37; 51 Year 51: 111; 52 Year 52: 444; 53 Year 53: 111; 54 Year 54: 37; 60 Year 60: 14; 61 Year 61: 28; 62 Year 62: 56; 63 Year 63: 28; 64 Year 64: 14; 65 Year 65: 37; 66 Year 66: 111; 67 Year 67: 444; 68 Year 68: 111; 69 Year 69: 37; 75 Year 75: 37; 76 Year 76: 111; 77 Year 77: 444; 78 Year 78: 111; 79 Year 79: 37
[19 empty] | Variable capex | Input | £000s
[19 empty] | Financing costs | Input | £000s | 3.744 | 9.36 | 18.72 | 28.08 | 37.44 | 46.8 | 65.556 | 93.672 | 140.544 | 187.416 | 187.416 | 187.416 | 187.416 | 187.416 | 187.416 | 187.416 | 187.416 | 187.416 | 187.416 | 187.416 | 187.416 | 187.416 | 187.416 | 187.416 | 187.416 | 187.416 | 187.416 | 187.416 | 187.416 | 187.416 | 187.416 | 187.416 | 187.416 | 187.416 | 187.416 | 187.416 | 187.416 | 187.416 | 187.416 | 187.416 | 187.416 | 187.416 | 187.416 | 187.416 | 187.416 | 187.416 | 187.416 | 187.416 | 187.416 | 187.416 | 187.416 | 187.416 | 187.416 | 187.416 | 187.416 | 187.416 | 187.416 | 187.416 | 187.416 | 187.416 | 187.416 | 187.416 | 187.416 | 187.416 | 187.416 | 187.416 | 187.416 | 187.416 | 187.416 | 187.416 | 187.416 | 187.416 | 187.416 | 187.416 | 187.416 | 187.416 | 187.416 | 187.416 | 187.416 | 187.416
[19 empty] | Fixed opex | Input | £000s | [10 empty] | 0.60001 | 0.60001 | 0.60001 | 0.60001 | 0.60001 | 0.60001 | 0.60001 | 0.60001 | 0.60001 | 0.60001 | 0.60001 | 0.60001 | 0.60001 | 0.60001 | 0.60001 | 0.60001 | 0.60001 | 0.60001 | 0.60001 | 0.60001 | 0.60001 | 0.60001 | 0.60001 | 0.60001 | 0.60001 | 0.60001 | 0.60001 | 0.60001 | 0.60001 | 0.60001 | 0.60001 | 0.60001 | 0.60001 | 0.60001 | 0.60001 | 0.60001 | 0.60001 | 0.60001 | 0.60001 | 0.60001 | 0.60001 | 0.60001 | 0.60001 | 0.60001 | 0.60001 | 0.60001 | 0.60001 | 0.60001 | 0.60001 | 0.60001 | 0.60001 | 0.60001 | 0.60001 | 0.60001 | 0.60001 | 0.60001 | 0.60001 | 0.60001 | 0.60001 | 0.60001 | 0.60001 | 0.60001 | 0.60001 | 0.60001 | 0.60001 | 0.60001 | 0.60001 | 0.60001 | 0.60001 | 0.60001
[19 empty] | Variable opex | Input | £000s | [10 empty] | 532.5 | 532.5 | 532.5 | 532.5 | 532.5 | 532.5 | 532.5 | 532.5 | 532.5 | 532.5 | 532.5 | 532.5 | 532.5 | 532.5 | 532.5 | 532.5 | 532.5 | 532.5 | 532.5 | 532.5 | 532.5 | 532.5 | 532.5 | 532.5 | 532.5 | 532.5 | 532.5 | 532.5 | 532.5 | 532.5 | 532.5 | 532.5 | 532.5 | 532.5 | 532.5 | 532.5 | 532.5 | 532.5 | 532.5 | 532.5 | 532.5 | 532.5 | 532.5 | 532.5 | 532.5 | 532.5 | 532.5 | 532.5 | 532.5 | 532.5 | 532.5 | 532.5 | 532.5 | 532.5 | 532.5 | 532.5 | 532.5 | 532.5 | 532.5 | 532.5 | 532.5 | 532.5 | 532.5 | 532.5 | 532.5 | 532.5 | 532.5 | 532.5 | 532.5 | 532.5
[19 empty] | Opex savings | Input | £000s
[19 empty] | Fixed env & social | Input | £000s
[19 empty] | Variable env & social | Input | £000s
[19 empty] | Fixed carbon costs | Input | £000s
[19 empty] | Variable carbon costs | Input | £000s
[19 empty] | Customer willingness to pay | Input | £000s
[19 empty] | Total | Sum of above (excl WAFU) | £000s | 107.744 | 165.36 | 278.72 | 288.08 | 297.44 | 306.8 | 586.556 | 874.672 | 1442.544 | 1489.416 | 720.516 | 720.516 | 720.516 | 720.516 | 757.516 | 831.516 | 1164.516 | 831.516 | 757.516 | 723.516 | 728.016 | 731.016 | 728.016 | 722.016 | 757.516 | 831.516 | 1164.516 | 831.516 | 757.516 | 720.516 | 720.516 | 720.516 | 720.516 | 720.516 | 720.516 | 720.516 | 720.516 | 720.516 | 720.516 | 760.516 | 839.016 | 1175.016 | 839.016 | 759.016 | 720.516 | 720.516 | 720.516 | 720.516 | 720.516 | 757.516 | 831.516 | 1164.516 | 831.516 | 757.516 | 720.516 | 720.516 | 720.516 | 720.516 | 720.516 | 734.516 | 748.516 | 776.516 | 748.516 | 734.516 | 757.516 | 831.516 | 1164.516 | 831.516 | 757.516 | 720.516 | 720.516 | 720.516 | 720.516 | 720.516 | 757.516 | 831.516 | 1164.516 | 831.516 | 757.516 | 720.516 | 0 | 0 | 0 | 0 | 0 | 0 | 0 | 0 | 0 | 0 | 0 | 0 | 0 | 0 | 0 | 0 | 0 | 0 | 0 | 0 | 0 | 0 | 0 | 0
| SGW River Severn ph 6&7 | 7.3.2.2 | Water trade | N | 2020 | Capacity | 50 | 363582.542 | 24130.8504 | 48273.8006 | 0 | 0 | 0 | 72404.651 | 19.9142 | 19.9142 | 3 | 3 | Gains in WAFU / Savings in demand | Input | Ml/d | [10 empty] | 50 | 50 | 50 | 50 | 50 | 50 | 50 | 50 | 50 | 50 | 50 | 50 | 50 | 50 | 50 | 50 | 50 | 50 | 50 | 50 | 50 | 50 | 50 | 50 | 50 | 50 | 50 | 50 | 50 | 50 | 50 | 50 | 50 | 50 | 50 | 50 | 50 | 50 | 50 | 50 | 50 | 50 | 50 | 50 | 50 | 50 | 50 | 50 | 50 | 50 | 50 | 50 | 50 | 50 | 50 | 50 | 50 | 50 | 50 | 50 | 50 | 50 | 50 | 50 | 50 | 50 | 50 | 50 | 50 | 50
[19 empty] | Fixed capex | Input | £000s | 1 Year 1: 260; 2 Year 2: 390; 3 Year 3: 650; 4 Year 4: 650; 5 Year 5: 650; 6 Year 6: 650; 7 Year 7: 1301; 8 Year 8: 1951; 9 Year 9: 3252; 10 Year 10: 3252; 15 Year 15: 92.5; 16 Year 16: 277.5; 17 Year 17: 1110; 18 Year 18: 277.5; 19 Year 19: 92.5; 20 Year 20: 7.5; 21 Year 21: 18.75; 22 Year 22: 26.25; 23 Year 23: 18.75; 24 Year 24: 3.75; 25 Year 25: 92.5; 26 Year 26: 277.5; 27 Year 27: 1110; 28 Year 28: 277.5; 29 Year 29: 92.5; 40 Year 40: 100; 41 Year 41: 296.25; 42 Year 42: 1136.25; 43 Year 43: 296.25; 44 Year 44: 96.25; 50 Year 50: 92.5; 51 Year 51: 277.5; 52 Year 52: 1110; 53 Year 53: 277.5; 54 Year 54: 92.5; 60 Year 60: 35; 61 Year 61: 70; 62 Year 62: 140; 63 Year 63: 70; 64 Year 64: 35; 65 Year 65: 92.5; 66 Year 66: 277.5; 67 Year 67: 1110; 68 Year 68: 277.5; 69 Year 69: 92.5; 75 Year 75: 92.5; 76 Year 76: 277.5; 77 Year 77: 1110; 78 Year 78: 277.5; 79 Year 79: 92.5
[19 empty] | Variable capex | Input | £000s
[19 empty] | Financing costs | Input | £000s | 9.36 | 23.4 | 46.8 | 70.2 | 93.6 | 117 | 163.836 | 234.072 | 351.144 | 468.216 | 468.216 | 468.216 | 468.216 | 468.216 | 468.216 | 468.216 | 468.216 | 468.216 | 468.216 | 468.216 | 468.216 | 468.216 | 468.216 | 468.216 | 468.216 | 468.216 | 468.216 | 468.216 | 468.216 | 468.216 | 468.216 | 468.216 | 468.216 | 468.216 | 468.216 | 468.216 | 468.216 | 468.216 | 468.216 | 468.216 | 468.216 | 468.216 | 468.216 | 468.216 | 468.216 | 468.216 | 468.216 | 468.216 | 468.216 | 468.216 | 468.216 | 468.216 | 468.216 | 468.216 | 468.216 | 468.216 | 468.216 | 468.216 | 468.216 | 468.216 | 468.216 | 468.216 | 468.216 | 468.216 | 468.216 | 468.216 | 468.216 | 468.216 | 468.216 | 468.216 | 468.216 | 468.216 | 468.216 | 468.216 | 468.216 | 468.216 | 468.216 | 468.216 | 468.216 | 468.216
[19 empty] | Fixed opex | Input | £000s | [10 empty] | 0.60001 | 0.60001 | 0.60001 | 0.60001 | 0.60001 | 0.60001 | 0.60001 | 0.60001 | 0.60001 | 0.60001 | 0.60001 | 0.60001 | 0.60001 | 0.60001 | 0.60001 | 0.60001 | 0.60001 | 0.60001 | 0.60001 | 0.60001 | 0.60001 | 0.60001 | 0.60001 | 0.60001 | 0.60001 | 0.60001 | 0.60001 | 0.60001 | 0.60001 | 0.60001 | 0.60001 | 0.60001 | 0.60001 | 0.60001 | 0.60001 | 0.60001 | 0.60001 | 0.60001 | 0.60001 | 0.60001 | 0.60001 | 0.60001 | 0.60001 | 0.60001 | 0.60001 | 0.60001 | 0.60001 | 0.60001 | 0.60001 | 0.60001 | 0.60001 | 0.60001 | 0.60001 | 0.60001 | 0.60001 | 0.60001 | 0.60001 | 0.60001 | 0.60001 | 0.60001 | 0.60001 | 0.60001 | 0.60001 | 0.60001 | 0.60001 | 0.60001 | 0.60001 | 0.60001 | 0.60001 | 0.60001
[19 empty] | Variable opex | Input | £000s | [10 empty] | 2422.5 | 2422.5 | 2422.5 | 2422.5 | 2422.5 | 2422.5 | 2422.5 | 2422.5 | 2422.5 | 2422.5 | 2422.5 | 2422.5 | 2422.5 | 2422.5 | 2422.5 | 2422.5 | 2422.5 | 2422.5 | 2422.5 | 2422.5 | 2422.5 | 2422.5 | 2422.5 | 2422.5 | 2422.5 | 2422.5 | 2422.5 | 2422.5 | 2422.5 | 2422.5 | 2422.5 | 2422.5 | 2422.5 | 2422.5 | 2422.5 | 2422.5 | 2422.5 | 2422.5 | 2422.5 | 2422.5 | 2422.5 | 2422.5 | 2422.5 | 2422.5 | 2422.5 | 2422.5 | 2422.5 | 2422.5 | 2422.5 | 2422.5 | 2422.5 | 2422.5 | 2422.5 | 2422.5 | 2422.5 | 2422.5 | 2422.5 | 2422.5 | 2422.5 | 2422.5 | 2422.5 | 2422.5 | 2422.5 | 2422.5 | 2422.5 | 2422.5 | 2422.5 | 2422.5 | 2422.5 | 2422.5
[19 empty] | Opex savings | Input | £000s
[19 empty] | Fixed env & social | Input | £000s
[19 empty] | Variable env & social | Input | £000s
[19 empty] | Fixed carbon costs | Input | £000s
[19 empty] | Variable carbon costs | Input | £000s
[19 empty] | Customer willingness to pay | Input | £000s
[19 empty] | Total | Sum of above (excl WAFU) | £000s | 269.36 | 413.4 | 696.8 | 720.2 | 743.6 | 767 | 1464.836 | 2185.072 | 3603.144 | 3720.216 | 2891.316 | 2891.316 | 2891.316 | 2891.316 | 2983.816 | 3168.816 | 4001.316 | 3168.816 | 2983.816 | 2898.816 | 2910.066 | 2917.566 | 2910.066 | 2895.066 | 2983.816 | 3168.816 | 4001.316 | 3168.816 | 2983.816 | 2891.316 | 2891.316 | 2891.316 | 2891.316 | 2891.316 | 2891.316 | 2891.316 | 2891.316 | 2891.316 | 2891.316 | 2991.316 | 3187.566 | 4027.566 | 3187.566 | 2987.566 | 2891.316 | 2891.316 | 2891.316 | 2891.316 | 2891.316 | 2983.816 | 3168.816 | 4001.316 | 3168.816 | 2983.816 | 2891.316 | 2891.316 | 2891.316 | 2891.316 | 2891.316 | 2926.316 | 2961.316 | 3031.316 | 2961.316 | 2926.316 | 2983.816 | 3168.816 | 4001.316 | 3168.816 | 2983.816 | 2891.316 | 2891.316 | 2891.316 | 2891.316 | 2891.316 | 2983.816 | 3168.816 | 4001.316 | 3168.816 | 2983.816 | 2891.316 | 0 | 0 | 0 | 0 | 0 | 0 | 0 | 0 | 0 | 0 | 0 | 0 | 0 | 0 | 0 | 0 | 0 | 0 | 0 | 0 | 0 | 0 | 0 | 0
| SGW River Severn ph 678 | 7.3.3 | Water trade | N | 2020 | Capacity | 80 | 581732.0672 | 41533.8368 | 77230.9088 | 0 | 0 | 0 | 118764.7456 | 20.4157 | 20.4157 | 3 | 3 | Gains in WAFU / Savings in demand | Input | Ml/d | [10 empty] | 80 | 80 | 80 | 80 | 80 | 80 | 80 | 80 | 80 | 80 | 80 | 80 | 80 | 80 | 80 | 80 | 80 | 80 | 80 | 80 | 80 | 80 | 80 | 80 | 80 | 80 | 80 | 80 | 80 | 80 | 80 | 80 | 80 | 80 | 80 | 80 | 80 | 80 | 80 | 80 | 80 | 80 | 80 | 80 | 80 | 80 | 80 | 80 | 80 | 80 | 80 | 80 | 80 | 80 | 80 | 80 | 80 | 80 | 80 | 80 | 80 | 80 | 80 | 80 | 80 | 80 | 80 | 80 | 80 | 80
[19 empty] | Fixed capex | Input | £000s | 1 Year 1: 441; 2 Year 2: 661; 3 Year 3: 1102; 4 Year 4: 1102; 5 Year 5: 1102; 6 Year 6: 1102; 7 Year 7: 2203; 8 Year 8: 3305; 9 Year 9: 5508; 10 Year 10: 5508; 15 Year 15: 175.75; 16 Year 16: 527.25; 17 Year 17: 2109; 18 Year 18: 527.25; 19 Year 19: 175.75; 20 Year 20: 14.25; 21 Year 21: 35.625; 22 Year 22: 49.875; 23 Year 23: 35.625; 24 Year 24: 7.125; 25 Year 25: 175.75; 26 Year 26: 527.25; 27 Year 27: 2109; 28 Year 28: 527.25; 29 Year 29: 175.75; 40 Year 40: 190; 41 Year 41: 562.875; 42 Year 42: 2158.875; 43 Year 43: 562.875; 44 Year 44: 182.875; 50 Year 50: 175.75; 51 Year 51: 527.25; 52 Year 52: 2109; 53 Year 53: 527.25; 54 Year 54: 175.75; 60 Year 60: 66.5; 61 Year 61: 133; 62 Year 62: 266; 63 Year 63: 133; 64 Year 64: 66.5; 65 Year 65: 175.75; 66 Year 66: 527.25; 67 Year 67: 2109; 68 Year 68: 527.25; 69 Year 69: 175.75; 75 Year 75: 175.75; 76 Year 76: 527.25; 77 Year 77: 2109; 78 Year 78: 527.25; 79 Year 79: 175.75
[19 empty] | Variable capex | Input | £000s
[19 empty] | Financing costs | Input | £000s | 15.876 | 39.672 | 79.344 | 119.016 | 158.688 | 198.36 | 277.668 | 396.648 | 594.936 | 793.224 | 793.224 | 793.224 | 793.224 | 793.224 | 793.224 | 793.224 | 793.224 | 793.224 | 793.224 | 793.224 | 793.224 | 793.224 | 793.224 | 793.224 | 793.224 | 793.224 | 793.224 | 793.224 | 793.224 | 793.224 | 793.224 | 793.224 | 793.224 | 793.224 | 793.224 | 793.224 | 793.224 | 793.224 | 793.224 | 793.224 | 793.224 | 793.224 | 793.224 | 793.224 | 793.224 | 793.224 | 793.224 | 793.224 | 793.224 | 793.224 | 793.224 | 793.224 | 793.224 | 793.224 | 793.224 | 793.224 | 793.224 | 793.224 | 793.224 | 793.224 | 793.224 | 793.224 | 793.224 | 793.224 | 793.224 | 793.224 | 793.224 | 793.224 | 793.224 | 793.224 | 793.224 | 793.224 | 793.224 | 793.224 | 793.224 | 793.224 | 793.224 | 793.224 | 793.224 | 793.224
[19 empty] | Fixed opex | Input | £000s | [10 empty] | 0.60001 | 0.60001 | 0.60001 | 0.60001 | 0.60001 | 0.60001 | 0.60001 | 0.60001 | 0.60001 | 0.60001 | 0.60001 | 0.60001 | 0.60001 | 0.60001 | 0.60001 | 0.60001 | 0.60001 | 0.60001 | 0.60001 | 0.60001 | 0.60001 | 0.60001 | 0.60001 | 0.60001 | 0.60001 | 0.60001 | 0.60001 | 0.60001 | 0.60001 | 0.60001 | 0.60001 | 0.60001 | 0.60001 | 0.60001 | 0.60001 | 0.60001 | 0.60001 | 0.60001 | 0.60001 | 0.60001 | 0.60001 | 0.60001 | 0.60001 | 0.60001 | 0.60001 | 0.60001 | 0.60001 | 0.60001 | 0.60001 | 0.60001 | 0.60001 | 0.60001 | 0.60001 | 0.60001 | 0.60001 | 0.60001 | 0.60001 | 0.60001 | 0.60001 | 0.60001 | 0.60001 | 0.60001 | 0.60001 | 0.60001 | 0.60001 | 0.60001 | 0.60001 | 0.60001 | 0.60001 | 0.60001
[19 empty] | Variable opex | Input | £000s | [10 empty] | 3876 | 3876 | 3876 | 3876 | 3876 | 3876 | 3876 | 3876 | 3876 | 3876 | 3876 | 3876 | 3876 | 3876 | 3876 | 3876 | 3876 | 3876 | 3876 | 3876 | 3876 | 3876 | 3876 | 3876 | 3876 | 3876 | 3876 | 3876 | 3876 | 3876 | 3876 | 3876 | 3876 | 3876 | 3876 | 3876 | 3876 | 3876 | 3876 | 3876 | 3876 | 3876 | 3876 | 3876 | 3876 | 3876 | 3876 | 3876 | 3876 | 3876 | 3876 | 3876 | 3876 | 3876 | 3876 | 3876 | 3876 | 3876 | 3876 | 3876 | 3876 | 3876 | 3876 | 3876 | 3876 | 3876 | 3876 | 3876 | 3876 | 3876
[19 empty] | Opex savings | Input | £000s
[19 empty] | Fixed env & social | Input | £000s
[19 empty] | Variable env & social | Input | £000s
[19 empty] | Fixed carbon costs | Input | £000s
[19 empty] | Variable carbon costs | Input | £000s
[19 empty] | Customer willingness to pay | Input | £000s
[19 empty] | Total | Sum of above (excl WAFU) | £000s | 456.876 | 700.672 | 1181.344 | 1221.016 | 1260.688 | 1300.36 | 2480.668 | 3701.648 | 6102.936 | 6301.224 | 4669.824 | 4669.824 | 4669.824 | 4669.824 | 4845.574 | 5197.074 | 6778.824 | 5197.074 | 4845.574 | 4684.074 | 4705.449 | 4719.699 | 4705.449 | 4676.949 | 4845.574 | 5197.074 | 6778.824 | 5197.074 | 4845.574 | 4669.824 | 4669.824 | 4669.824 | 4669.824 | 4669.824 | 4669.824 | 4669.824 | 4669.824 | 4669.824 | 4669.824 | 4859.824 | 5232.699 | 6828.699 | 5232.699 | 4852.699 | 4669.824 | 4669.824 | 4669.824 | 4669.824 | 4669.824 | 4845.574 | 5197.074 | 6778.824 | 5197.074 | 4845.574 | 4669.824 | 4669.824 | 4669.824 | 4669.824 | 4669.824 | 4736.324 | 4802.824 | 4935.824 | 4802.824 | 4736.324 | 4845.574 | 5197.074 | 6778.824 | 5197.074 | 4845.574 | 4669.824 | 4669.824 | 4669.824 | 4669.824 | 4669.824 | 4845.574 | 5197.074 | 6778.824 | 5197.074 | 4845.574 | 4669.824 | 0 | 0 | 0 | 0 | 0 | 0 | 0 | 0 | 0 | 0 | 0 | 0 | 0 | 0 | 0 | 0 | 0 | 0 | 0 | 0 | 0 | 0 | 0 | 0
| UU River Severn | 7.5.1.5 | Water trade (raw water only - no WTW costed for) | N | 2020 | Capacity | 11 | 95785.6076 | 0 | 17446.579 | 0 | 0 | 0 | 17446.579 | 18.2142 | 18.2142 | 3 | 3 | Gains in WAFU / Savings in demand | Input | Ml/d | [5 empty] | 11 | 11 | 11 | 11 | 11 | 11 | 11 | 11 | 11 | 11 | 11 | 11 | 11 | 11 | 11 | 11 | 11 | 11 | 11 | 11 | 11 | 11 | 11 | 11 | 11 | 11 | 11 | 11 | 11 | 11 | 11 | 11 | 11 | 11 | 11 | 11 | 11 | 11 | 11 | 11 | 11 | 11 | 11 | 11 | 11 | 11 | 11 | 11 | 11 | 11 | 11 | 11 | 11 | 11 | 11 | 11 | 11 | 11 | 11 | 11 | 11 | 11 | 11 | 11 | 11 | 11 | 11 | 11 | 11 | 11 | 11 | 11 | 11 | 11 | 11
[19 empty] | Fixed capex | Input | £000s
[19 empty] | Variable capex | Input | £000s
[19 empty] | Financing costs | Input | £000s
[19 empty] | Fixed opex | Input | £000s
[19 empty] | Variable opex | Input | £000s | [5 empty] | 731.3 | 731.3 | 731.3 | 731.3 | 731.3 | 731.3 | 731.3 | 731.3 | 731.3 | 731.3 | 731.3 | 731.3 | 731.3 | 731.3 | 731.3 | 731.3 | 731.3 | 731.3 | 731.3 | 731.3 | 731.3 | 731.3 | 731.3 | 731.3 | 731.3 | 731.3 | 731.3 | 731.3 | 731.3 | 731.3 | 731.3 | 731.3 | 731.3 | 731.3 | 731.3 | 731.3 | 731.3 | 731.3 | 731.3 | 731.3 | 731.3 | 731.3 | 731.3 | 731.3 | 731.3 | 731.3 | 731.3 | 731.3 | 731.3 | 731.3 | 731.3 | 731.3 | 731.3 | 731.3 | 731.3 | 731.3 | 731.3 | 731.3 | 731.3 | 731.3 | 731.3 | 731.3 | 731.3 | 731.3 | 731.3 | 731.3 | 731.3 | 731.3 | 731.3 | 731.3 | 731.3 | 731.3 | 731.3 | 731.3 | 731.3
[19 empty] | Opex savings | Input | £000s
[19 empty] | Fixed env & social | Input | £000s
[19 empty] | Variable env & social | Input | £000s
[19 empty] | Fixed carbon costs | Input | £000s
[19 empty] | Variable carbon costs | Input | £000s
[19 empty] | Customer willingness to pay | Input | £000s
[19 empty] | Total | Sum of above (excl WAFU) | £000s | 0 | 0 | 0 | 0 | 0 | 731.3 | 731.3 | 731.3 | 731.3 | 731.3 | 731.3 | 731.3 | 731.3 | 731.3 | 731.3 | 731.3 | 731.3 | 731.3 | 731.3 | 731.3 | 731.3 | 731.3 | 731.3 | 731.3 | 731.3 | 731.3 | 731.3 | 731.3 | 731.3 | 731.3 | 731.3 | 731.3 | 731.3 | 731.3 | 731.3 | 731.3 | 731.3 | 731.3 | 731.3 | 731.3 | 731.3 | 731.3 | 731.3 | 731.3 | 731.3 | 731.3 | 731.3 | 731.3 | 731.3 | 731.3 | 731.3 | 731.3 | 731.3 | 731.3 | 731.3 | 731.3 | 731.3 | 731.3 | 731.3 | 731.3 | 731.3 | 731.3 | 731.3 | 731.3 | 731.3 | 731.3 | 731.3 | 731.3 | 731.3 | 731.3 | 731.3 | 731.3 | 731.3 | 731.3 | 731.3 | 731.3 | 731.3 | 731.3 | 731.3 | 731.3 | 0 | 0 | 0 | 0 | 0 | 0 | 0 | 0 | 0 | 0 | 0 | 0 | 0 | 0 | 0 | 0 | 0 | 0 | 0 | 0 | 0 | 0 | 0 | 0
59a | DISTRIBUTION SIDE | bar: 1 Year 1 to 80 Year 80
59.1a | Options to reduce Distribution Losses | [20 empty] | 0 | 0 | 0 | 0 | 0 | 0 | 0 | 0 | 0 | 0 | 0 | 0 | 0 | 0 | 0 | 0 | 0 | 0 | 0 | 0 | 0 | 0 | 0 | 0 | 0 | 0 | 0 | 0 | 0 | 0 | 0 | 0 | 0 | 0 | 0 | 0 | 0 | 0 | 0 | 0 | 0 | 0 | 0 | 0 | 0 | 0 | 0 | 0 | 0 | 0 | 0 | 0 | 0 | 0 | 0 | 0 | 0 | 0 | 0 | 0 | 0 | 0 | 0 | 0 | 0 | 0 | 0 | 0 | 0 | 0 | 0 | 0 | 0 | 0 | 0 | 0 | 0 | 0 | 0 | 0 | 0 | 0 | 0 | 0 | 0 | 0 | 0 | 0 | 0 | 0 | 0 | 0 | 0 | 0 | 0 | 0 | 0 | 0 | 0 | 0 | 0 | 0 | 0 | 0
| LEAKAGE BUNDLE 006 | DM_LEA_1.5 | Active leakage management | N | 2020 | Capacity | 4.4 | 41213.0094 | 24492.9055 | 0 | 0 | 0 | 0 | 24492.9055 | 59.43 | 59.43 | 3 | 3 | Gains in WAFU / Savings in demand | Input | Ml/d |  | 0.88 | 1.76 | 2.64 | 3.52 | 4.4 | 4.4 | 4.4 | 4.4 | 4.4 | 4.4 | 4.4 | 4.4 | 4.4 | 4.4 | 4.4 | 4.4 | 4.4 | 4.4 | 4.4 | 4.4 | 4.4 | 4.4 | 4.4 | 4.4 | 4.4 | 4.4 | 4.4 | 4.4 | 4.4 | 4.4 | 4.4 | 4.4 | 4.4 | 4.4 | 4.4 | 4.4 | 4.4 | 4.4 | 4.4 | 4.4 | 4.4 | 4.4 | 4.4 | 4.4 | 4.4 | 4.4 | 4.4 | 4.4 | 4.4 | 4.4 | 4.4 | 4.4 | 4.4 | 4.4 | 4.4 | 4.4 | 4.4 | 4.4 | 4.4 | 4.4 | 4.4 | 4.4 | 4.4 | 4.4 | 4.4 | 4.4 | 4.4 | 4.4 | 4.4 | 4.4 | 4.4 | 4.4 | 4.4 | 4.4 | 4.4 | 4.4 | 4.4 | 4.4 | 4.4
[19 empty] | Fixed capex | Input | £000s | 2188.75 | 2204.75 | 2066 | 2066 | 2066 | 91 | 91 | 91 | 91 | 91 | 91 | 91 | 91 | 91 | 91 | 477 | 477 | 477 | 477 | 477 | 91 | 91 | 91 | 91 | 91 | 91 | 91 | 91 | 91 | 91 | 477 | 477 | 477 | 477 | 477 | 91 | 91 | 91 | 91 | 91 | 91 | 91 | 91 | 91 | 91 | 477 | 477 | 477 | 477 | 477 | 91 | 91 | 91 | 91 | 91 | 91 | 91 | 91 | 91 | 477 | 477 | 477 | 477 | 477 | 91 | 91 | 91 | 91 | 91 | 91 | 91 | 91 | 91 | 91 | 91 | 477 | 477 | 477 | 477 | 477
[19 empty] | Variable capex | Input | £000s
[19 empty] | Financing costs | Input | £000s | 78.795 | 154.89 | 225.99 | 297.09 | 368.19 | 368.19 | 368.19 | 368.19 | 368.19 | 368.19 | 368.19 | 368.19 | 368.19 | 368.19 | 368.19 | 368.19 | 368.19 | 368.19 | 368.19 | 368.19 | 368.19 | 368.19 | 368.19 | 368.19 | 368.19 | 368.19 | 368.19 | 368.19 | 368.19 | 368.19 | 368.19 | 368.19 | 368.19 | 368.19 | 368.19 | 368.19 | 368.19 | 368.19 | 368.19 | 368.19 | 368.19 | 368.19 | 368.19 | 368.19 | 368.19 | 368.19 | 368.19 | 368.19 | 368.19 | 368.19 | 368.19 | 368.19 | 368.19 | 368.19 | 368.19 | 368.19 | 368.19 | 368.19 | 368.19 | 368.19 | 368.19 | 368.19 | 368.19 | 368.19 | 368.19 | 368.19 | 368.19 | 368.19 | 368.19 | 368.19 | 368.19 | 368.19 | 368.19 | 368.19 | 368.19 | 368.19 | 368.19 | 368.19 | 368.19 | 368.19
[19 empty] | Fixed opex | Input | £000s
[19 empty] | Variable opex | Input | £000s
[19 empty] | Opex savings | Input | £000s
[19 empty] | Fixed env & social | Input | £000s
[19 empty] | Variable env & social | Input | £000s
[19 empty] | Fixed carbon costs | Input | £000s
[19 empty] | Variable carbon costs | Input | £000s
[19 empty] | Customer willingness to pay | Input | £000s
[19 empty] | Total | Sum of above (excl WAFU) | £000s | 2267.545 | 2359.64 | 2291.99 | 2363.09 | 2434.19 | 459.19 | 459.19 | 459.19 | 459.19 | 459.19 | 459.19 | 459.19 | 459.19 | 459.19 | 459.19 | 845.19 | 845.19 | 845.19 | 845.19 | 845.19 | 459.19 | 459.19 | 459.19 | 459.19 | 459.19 | 459.19 | 459.19 | 459.19 | 459.19 | 459.19 | 845.19 | 845.19 | 845.19 | 845.19 | 845.19 | 459.19 | 459.19 | 459.19 | 459.19 | 459.19 | 459.19 | 459.19 | 459.19 | 459.19 | 459.19 | 845.19 | 845.19 | 845.19 | 845.19 | 845.19 | 459.19 | 459.19 | 459.19 | 459.19 | 459.19 | 459.19 | 459.19 | 459.19 | 459.19 | 845.19 | 845.19 | 845.19 | 845.19 | 845.19 | 459.19 | 459.19 | 459.19 | 459.19 | 459.19 | 459.19 | 459.19 | 459.19 | 459.19 | 459.19 | 459.19 | 845.19 | 845.19 | 845.19 | 845.19 | 845.19 | 0 | 0 | 0 | 0 | 0 | 0 | 0 | 0 | 0 | 0 | 0 | 0 | 0 | 0 | 0 | 0 | 0 | 0 | 0 | 0 | 0 | 0 | 0 | 0
| LEAKAGE BUNDLE 007 | DM_LEA_1.6 | Active leakage management | N | 2020 | Capacity | 8.35 | 67004.5728 | 35423.4648 | 0 | 0 | 0 | 0 | 35423.4648 | 52.8672 | 52.8672 | 3 | 3 | Gains in WAFU / Savings in demand | Input | Ml/d |  | 0.88 | 1.76 | 2.64 | 3.52 | 4.4 | 4.4 | 4.4 | 4.4 | 4.4 | 4.4 | 5.19 | 5.98 | 6.77 | 7.56 | 8.35 | 8.35 | 8.35 | 8.35 | 8.35 | 8.35 | 8.35 | 8.35 | 8.35 | 8.35 | 8.35 | 8.35 | 8.35 | 8.35 | 8.35 | 8.35 | 8.35 | 8.35 | 8.35 | 8.35 | 8.35 | 8.35 | 8.35 | 8.35 | 8.35 | 8.35 | 8.35 | 8.35 | 8.35 | 8.35 | 8.35 | 8.35 | 8.35 | 8.35 | 8.35 | 8.35 | 8.35 | 8.35 | 8.35 | 8.35 | 8.35 | 8.35 | 8.35 | 8.35 | 8.35 | 8.35 | 8.35 | 8.35 | 8.35 | 8.35 | 8.35 | 8.35 | 8.35 | 8.35 | 8.35 | 8.35 | 8.35 | 8.35 | 8.35 | 8.35 | 8.35 | 8.35 | 8.35 | 8.35 | 8.35
[19 empty] | Fixed capex | Input | £000s | 2188.75 | 2204.75 | 2066 | 2066 | 2066 | 91 | 91 | 91 | 91 | 91 | 357.6204 | 465.9717 | 576.7825 | 691.6488 | 810.4201 | 1039.0114 | 1039.0114 | 1039.0114 | 1039.0114 | 1039.0114 | 653.0114 | 653.0114 | 653.0114 | 653.0114 | 653.0114 | 653.0114 | 653.0114 | 653.0114 | 653.0114 | 653.0114 | 1039.0114 | 1039.0114 | 1039.0114 | 1039.0114 | 1039.0114 | 653.0114 | 653.0114 | 653.0114 | 653.0114 | 653.0114 | 653.0114 | 653.0114 | 653.0114 | 653.0114 | 653.0114 | 1039.0114 | 1039.0114 | 1039.0114 | 1039.0114 | 1039.0114 | 653.0114 | 653.0114 | 653.0114 | 653.0114 | 653.0114 | 653.0114 | 653.0114 | 653.0114 | 653.0114 | 1039.0114 | 1039.0114 | 1039.0114 | 1039.0114 | 1039.0114 | 653.0114 | 653.0114 | 653.0114 | 653.0114 | 653.0114 | 653.0114 | 653.0114 | 653.0114 | 653.0114 | 653.0114 | 653.0114 | 1039.0114 | 1039.0114 | 1039.0114 | 1039.0114 | 1039.0114
[19 empty] | Variable capex | Input | £000s
[19 empty] | Financing costs | Input | £000s | 78.795 | 154.89 | 225.99 | 297.09 | 368.19 | 368.19 | 368.19 | 368.19 | 368.19 | 368.19 | 368.19 | 368.19 | 368.19 | 368.19 | 368.19 | 368.19 | 368.19 | 368.19 | 368.19 | 368.19 | 368.19 | 368.19 | 368.19 | 368.19 | 368.19 | 368.19 | 368.19 | 368.19 | 368.19 | 368.19 | 368.19 | 368.19 | 368.19 | 368.19 | 368.19 | 368.19 | 368.19 | 368.19 | 368.19 | 368.19 | 368.19 | 368.19 | 368.19 | 368.19 | 368.19 | 368.19 | 368.19 | 368.19 | 368.19 | 368.19 | 368.19 | 368.19 | 368.19 | 368.19 | 368.19 | 368.19 | 368.19 | 368.19 | 368.19 | 368.19 | 368.19 | 368.19 | 368.19 | 368.19 | 368.19 | 368.19 | 368.19 | 368.19 | 368.19 | 368.19 | 368.19 | 368.19 | 368.19 | 368.19 | 368.19 | 368.19 | 368.19 | 368.19 | 368.19 | 368.19
[19 empty] | Fixed opex | Input | £000s
[19 empty] | Variable opex | Input | £000s
[19 empty] | Opex savings | Input | £000s
[19 empty] | Fixed env & social | Input | £000s
[19 empty] | Variable env & social | Input | £000s
[19 empty] | Fixed carbon costs | Input | £000s
[19 empty] | Variable carbon costs | Input | £000s
[19 empty] | Customer willingness to pay | Input | £000s
[19 empty] | Total | Sum of above (excl WAFU) | £000s | 2267.545 | 2359.64 | 2291.99 | 2363.09 | 2434.19 | 459.19 | 459.19 | 459.19 | 459.19 | 459.19 | 725.8104 | 834.1617 | 944.9725 | 1059.8388 | 1178.6101 | 1407.2014 | 1407.2014 | 1407.2014 | 1407.2014 | 1407.2014 | 1021.2014 | 1021.2014 | 1021.2014 | 1021.2014 | 1021.2014 | 1021.2014 | 1021.2014 | 1021.2014 | 1021.2014 | 1021.2014 | 1407.2014 | 1407.2014 | 1407.2014 | 1407.2014 | 1407.2014 | 1021.2014 | 1021.2014 | 1021.2014 | 1021.2014 | 1021.2014 | 1021.2014 | 1021.2014 | 1021.2014 | 1021.2014 | 1021.2014 | 1407.2014 | 1407.2014 | 1407.2014 | 1407.2014 | 1407.2014 | 1021.2014 | 1021.2014 | 1021.2014 | 1021.2014 | 1021.2014 | 1021.2014 | 1021.2014 | 1021.2014 | 1021.2014 | 1407.2014 | 1407.2014 | 1407.2014 | 1407.2014 | 1407.2014 | 1021.2014 | 1021.2014 | 1021.2014 | 1021.2014 | 1021.2014 | 1021.2014 | 1021.2014 | 1021.2014 | 1021.2014 | 1021.2014 | 1021.2014 | 1407.2014 | 1407.2014 | 1407.2014 | 1407.2014 | 1407.2014 | 0 | 0 | 0 | 0 | 0 | 0 | 0 | 0 | 0 | 0 | 0 | 0 | 0 | 0 | 0 | 0 | 0 | 0 | 0 | 0 | 0 | 0 | 0 | 0
| LEAKAGE BUNDLE 008 | DM_LEA_1.7 | Active leakage management | N | 2020 | Capacity | 11.0093 | 85635.608 | 46277.2502 | 0 | 0 | 0 | 0 | 46277.2502 | 54.0397 | 54.0397 | 3 | 3 | Gains in WAFU / Savings in demand | Input | Ml/d |  | 0.98604 | 1.9809 | 2.9702 | 3.958 | 4.9475 | 5.0558 | 5.1718 | 5.2814 | 5.3911 | 5.5055 | 6.4038 | 7.31 | 8.215 | 9.1132 | 10.0125 | 10.1205 | 10.2298 | 10.3487 | 10.4575 | 10.5662 | 10.6794 | 10.7876 | 10.8957 | 11.0093 | 11.1167 | 11.1167 | 11.1167 | 11.1167 | 11.1167 | 11.1167 | 11.1167 | 11.1167 | 11.1167 | 11.1167 | 11.1167 | 11.1167 | 11.1167 | 11.1167 | 11.1167 | 11.1167 | 11.1167 | 11.1167 | 11.1167 | 11.1167 | 11.1167 | 11.1167 | 11.1167 | 11.1167 | 11.1167 | 11.1167 | 11.1167 | 11.1167 | 11.1167 | 11.1167 | 11.1167 | 11.1167 | 11.1167 | 11.1167 | 11.1167 | 11.1167 | 11.1167 | 11.1167 | 11.1167 | 11.1167 | 11.1167 | 11.1167 | 11.1167 | 11.1167 | 11.1167 | 11.1167 | 11.1167 | 11.1167 | 11.1167 | 11.1167 | 11.1167 | 11.1167 | 11.1167 | 11.1167 | 11.1167
[19 empty] | Fixed capex | Input | £000s | 2201.482 | 2462.7176 | 2337.6702 | 2353.7126 | 2369.8128 | 410.678 | 427.962 | 446.6586 | 465.3052 | 484.9006 | 770.3564 | 900.7085 | 1033.2461 | 1171.418 | 1313.2287 | 1565.5994 | 1592.3602 | 1619.0788 | 1647.636 | 1676.4682 | 1320.3958 | 1353.7482 | 1386.1244 | 1422.2298 | 1457.5762 | 895.3273 | 895.8328 | 896.3383 | 896.8438 | 897.3493 | 1283.8547 | 1284.3602 | 1284.8657 | 1285.3712 | 1285.8767 | 900.3822 | 900.8877 | 901.3932 | 901.8986 | 902.4041 | 902.9096 | 903.4151 | 903.9206 | 904.4261 | 904.9316 | 1291.4371 | 1291.9425 | 1292.448 | 1292.9535 | 1293.459 | 907.9645 | 908.47 | 908.9755 | 909.481 | 909.9864 | 910.4919 | 910.9974 | 911.5029 | 912.0084 | 1298.5139 | 1299.0194 | 1299.5249 | 1300.0303 | 1300.5358 | 915.0413 | 915.5468 | 916.0523 | 916.5578 | 917.0633 | 917.5688 | 918.0743 | 918.5797 | 919.0852 | 919.5907 | 920.0962 | 1306.6017 | 1307.1072 | 1307.6127 | 1308.1182 | 1308.6236
[19 empty] | Variable capex | Input | £000s
[19 empty] | Financing costs | Input | £000s | 79.2534 | 156.3262 | 228.8929 | 302.0096 | 375.6764 | 378.7932 | 382.5211 | 386.8908 | 391.9021 | 397.6162 | 397.6162 | 397.6162 | 397.6162 | 397.6162 | 397.6162 | 397.6162 | 397.6162 | 397.6162 | 397.6162 | 397.6162 | 397.6162 | 397.6162 | 397.6162 | 397.6162 | 397.6162 | 397.6162 | 397.6162 | 397.6162 | 397.6162 | 397.6162 | 397.6162 | 397.6162 | 397.6162 | 397.6162 | 397.6162 | 397.6162 | 397.6162 | 397.6162 | 397.6162 | 397.6162 | 397.6162 | 397.6162 | 397.6162 | 397.6162 | 397.6162 | 397.6162 | 397.6162 | 397.6162 | 397.6162 | 397.6162 | 397.6162 | 397.6162 | 397.6162 | 397.6162 | 397.6162 | 397.6162 | 397.6162 | 397.6162 | 397.6162 | 397.6162 | 397.6162 | 397.6162 | 397.6162 | 397.6162 | 397.6162 | 397.6162 | 397.6162 | 397.6162 | 397.6162 | 397.6162 | 397.6162 | 397.6162 | 397.6162 | 397.6162 | 397.6162 | 397.6162 | 397.6162 | 397.6162 | 397.6162 | 397.6162
[19 empty] | Fixed opex | Input | £000s
[19 empty] | Variable opex | Input | £000s
[19 empty] | Opex savings | Input | £000s
[19 empty] | Fixed env & social | Input | £000s
[19 empty] | Variable env & social | Input | £000s
[19 empty] | Fixed carbon costs | Input | £000s
[19 empty] | Variable carbon costs | Input | £000s
[19 empty] | Customer willingness to pay | Input | £000s
[19 empty] | Total | Sum of above (excl WAFU) | £000s | 2280.7354 | 2619.0438 | 2566.5631 | 2655.7222 | 2745.4892 | 789.4712 | 810.4831 | 833.5494 | 857.2073 | 882.5168 | 1167.9726 | 1298.3247 | 1430.8622 | 1569.0342 | 1710.8449 | 1963.2156 | 1989.9764 | 2016.695 | 2045.2522 | 2074.0844 | 1718.012 | 1751.3644 | 1783.7406 | 1819.846 | 1855.1924 | 1292.9435 | 1293.449 | 1293.9545 | 1294.46 | 1294.9655 | 1681.4709 | 1681.9764 | 1682.4819 | 1682.9874 | 1683.4929 | 1297.9984 | 1298.5039 | 1299.0094 | 1299.5148 | 1300.0203 | 1300.5258 | 1301.0313 | 1301.5368 | 1302.0423 | 1302.5478 | 1689.0533 | 1689.5587 | 1690.0642 | 1690.5697 | 1691.0752 | 1305.5807 | 1306.0862 | 1306.5917 | 1307.0972 | 1307.6026 | 1308.1081 | 1308.6136 | 1309.1191 | 1309.6246 | 1696.1301 | 1696.6356 | 1697.1411 | 1697.6465 | 1698.152 | 1312.6575 | 1313.163 | 1313.6685 | 1314.174 | 1314.6795 | 1315.185 | 1315.6904 | 1316.1959 | 1316.7014 | 1317.2069 | 1317.7124 | 1704.2179 | 1704.7234 | 1705.2289 | 1705.7344 | 1706.2398 | 0 | 0 | 0 | 0 | 0 | 0 | 0 | 0 | 0 | 0 | 0 | 0 | 0 | 0 | 0 | 0 | 0 | 0 | 0 | 0 | 0 | 0 | 0 | 0
| LEAKAGE BUNDLE 009 | DM_LEA_1.8 | Active leakage management | N | 2020 | Capacity | 14.3593 | 103851.58 | 65995.4765 | 0 | 0 | 0 | 0 | 65995.4765 | 63.5479 | 63.5479 | 3 | 3 | Gains in WAFU / Savings in demand | Input | Ml/d |  | 0.98604 | 1.9809 | 2.9702 | 3.958 | 4.9475 | 5.0558 | 5.1718 | 5.2814 | 5.3911 | 5.5055 | 6.4038 | 7.31 | 8.215 | 9.1132 | 10.0125 | 10.7905 | 11.5698 | 12.3587 | 13.1375 | 13.9162 | 14.0294 | 14.1376 | 14.2457 | 14.3593 | 14.4667 | 14.4667 | 14.4667 | 14.4667 | 14.4667 | 14.4667 | 14.4667 | 14.4667 | 14.4667 | 14.4667 | 14.4667 | 14.4667 | 14.4667 | 14.4667 | 14.4667 | 14.4667 | 14.4667 | 14.4667 | 14.4667 | 14.4667 | 14.4667 | 14.4667 | 14.4667 | 14.4667 | 14.4667 | 14.4667 | 14.4667 | 14.4667 | 14.4667 | 14.4667 | 14.4667 | 14.4667 | 14.4667 | 14.4667 | 14.4667 | 14.4667 | 14.4667 | 14.4667 | 14.4667 | 14.4667 | 14.4667 | 14.4667 | 14.4667 | 14.4667 | 14.4667 | 14.4667 | 14.4667 | 14.4667 | 14.4667 | 14.4667 | 14.4667 | 14.4667 | 14.4667 | 14.4667 | 14.4667
[19 empty] | Fixed capex | Input | £000s | 2201.482 | 2462.7176 | 2337.6702 | 2353.7126 | 2369.8128 | 410.678 | 427.962 | 446.6586 | 465.3052 | 484.9006 | 770.3564 | 900.7085 | 1033.2461 | 1171.418 | 1313.2287 | 2052.0324 | 2322.7002 | 2605.894 | 2908.0521 | 3238.6821 | 2547.9975 | 2581.3499 | 2613.7261 | 2649.8315 | 2685.1779 | 2122.929 | 2123.4345 | 2123.94 | 2124.4455 | 2124.951 | 2511.4565 | 2511.962 | 2512.4674 | 2512.9729 | 2513.4784 | 2127.9839 | 2128.4894 | 2128.9949 | 2129.5004 | 2130.0059 | 2130.5113 | 2131.0168 | 2131.5223 | 2132.0278 | 2132.5333 | 2519.0388 | 2519.5443 | 2520.0498 | 2520.5552 | 2521.0607 | 2135.5662 | 2136.0717 | 2136.5772 | 2137.0827 | 2137.5882 | 2138.0937 | 2138.5992 | 2139.1046 | 2139.6101 | 2526.1156 | 2526.6211 | 2527.1266 | 2527.6321 | 2528.1376 | 2142.6431 | 2143.1485 | 2143.654 | 2144.1595 | 2144.665 | 2145.1705 | 2145.676 | 2146.1815 | 2146.687 | 2147.1924 | 2147.6979 | 2534.2034 | 2534.7089 | 2535.2144 | 2535.7199 | 2536.2254
[19 empty] | Variable capex | Input | £000s
[19 empty] | Financing costs | Input | £000s | 79.2534 | 156.3262 | 228.8929 | 302.0096 | 375.6764 | 378.7932 | 382.5211 | 386.8908 | 391.9021 | 397.6162 | 397.6162 | 397.6162 | 397.6162 | 397.6162 | 397.6162 | 397.6162 | 397.6162 | 397.6162 | 397.6162 | 397.6162 | 397.6162 | 397.6162 | 397.6162 | 397.6162 | 397.6162 | 397.6162 | 397.6162 | 397.6162 | 397.6162 | 397.6162 | 397.6162 | 397.6162 | 397.6162 | 397.6162 | 397.6162 | 397.6162 | 397.6162 | 397.6162 | 397.6162 | 397.6162 | 397.6162 | 397.6162 | 397.6162 | 397.6162 | 397.6162 | 397.6162 | 397.6162 | 397.6162 | 397.6162 | 397.6162 | 397.6162 | 397.6162 | 397.6162 | 397.6162 | 397.6162 | 397.6162 | 397.6162 | 397.6162 | 397.6162 | 397.6162 | 397.6162 | 397.6162 | 397.6162 | 397.6162 | 397.6162 | 397.6162 | 397.6162 | 397.6162 | 397.6162 | 397.6162 | 397.6162 | 397.6162 | 397.6162 | 397.6162 | 397.6162 | 397.6162 | 397.6162 | 397.6162 | 397.6162 | 397.6162
[19 empty] | Fixed opex | Input | £000s
[19 empty] | Variable opex | Input | £000s
[19 empty] | Opex savings | Input | £000s
[19 empty] | Fixed env & social | Input | £000s
[19 empty] | Variable env & social | Input | £000s
[19 empty] | Fixed carbon costs | Input | £000s
[19 empty] | Variable carbon costs | Input | £000s
[19 empty] | Customer willingness to pay | Input | £000s
[19 empty] | Total | Sum of above (excl WAFU) | £000s | 2280.7354 | 2619.0438 | 2566.5631 | 2655.7222 | 2745.4892 | 789.4712 | 810.4831 | 833.5494 | 857.2073 | 882.5168 | 1167.9726 | 1298.3247 | 1430.8622 | 1569.0342 | 1710.8449 | 2449.6486 | 2720.3164 | 3003.5102 | 3305.6683 | 3636.2983 | 2945.6137 | 2978.9661 | 3011.3423 | 3047.4477 | 3082.7941 | 2520.5452 | 2521.0507 | 2521.5562 | 2522.0617 | 2522.5672 | 2909.0727 | 2909.5782 | 2910.0836 | 2910.5891 | 2911.0946 | 2525.6001 | 2526.1056 | 2526.6111 | 2527.1166 | 2527.6221 | 2528.1275 | 2528.633 | 2529.1385 | 2529.644 | 2530.1495 | 2916.655 | 2917.1605 | 2917.666 | 2918.1714 | 2918.6769 | 2533.1824 | 2533.6879 | 2534.1934 | 2534.6989 | 2535.2044 | 2535.7099 | 2536.2153 | 2536.7208 | 2537.2263 | 2923.7318 | 2924.2373 | 2924.7428 | 2925.2483 | 2925.7538 | 2540.2593 | 2540.7647 | 2541.2702 | 2541.7757 | 2542.2812 | 2542.7867 | 2543.2922 | 2543.7977 | 2544.3032 | 2544.8086 | 2545.3141 | 2931.8196 | 2932.3251 | 2932.8306 | 2933.3361 | 2933.8416 | 0 | 0 | 0 | 0 | 0 | 0 | 0 | 0 | 0 | 0 | 0 | 0 | 0 | 0 | 0 | 0 | 0 | 0 | 0 | 0 | 0 | 0 | 0 | 0
| LEAKAGE BUNDLE 010 | DM_LEA_1.9 | Active leakage management | N | 2020 | Capacity | 17.1143 | 126940.9191 | 164586.7075 | 0 | 0 | 0 | 0 | 164586.7075 | 129.6561 | 129.6561 | 3 | 3 | Gains in WAFU / Savings in demand | Input | Ml/d |  | 1.7494 | 2.9053 | 4.0557 | 5.2046 | 6.3551 | 6.6245 | 6.9015 | 7.1722 | 7.443 | 7.7184 | 8.6555 | 9.6004 | 10.5441 | 11.481 | 12.4191 | 13.2358 | 14.0537 | 14.8814 | 15.6989 | 16.5163 | 16.6683 | 16.8152 | 16.9619 | 17.1143 | 17.2605 | 17.2605 | 17.2605 | 17.2605 | 17.2605 | 17.2605 | 17.2605 | 17.2605 | 17.2605 | 17.2605 | 17.2605 | 17.2605 | 17.2605 | 17.2605 | 17.2605 | 17.2605 | 17.2605 | 17.2605 | 17.2605 | 17.2605 | 17.2605 | 17.2605 | 17.2605 | 17.2605 | 17.2605 | 17.2605 | 17.2605 | 17.2605 | 17.2605 | 17.2605 | 17.2605 | 17.2605 | 17.2605 | 17.2605 | 17.2605 | 17.2605 | 17.2605 | 17.2605 | 17.2605 | 17.2605 | 17.2605 | 17.2605 | 17.2605 | 17.2605 | 17.2605 | 17.2605 | 17.2605 | 17.2605 | 17.2605 | 17.2605 | 17.2605 | 17.2605 | 17.2605 | 17.2605 | 17.2605
[19 empty] | Fixed capex | Input | £000s | 7108.6189 | 7371.5361 | 7291.7983 | 7353.4751 | 7415.5345 | 5502.6837 | 5566.5765 | 5632.2067 | 5698.1117 | 5765.2903 | 1315.7133 | 1494.2982 | 1675.3933 | 1862.4476 | 2053.4656 | 2849.1093 | 3176.9418 | 3517.6253 | 3877.5978 | 4266.367 | 3634.1464 | 3726.2876 | 3817.7774 | 3913.3212 | 4008.4308 | 2336.1099 | 2344.9234 | 2353.7369 | 2362.5504 | 2371.3639 | 2773.4853 | 2789.6068 | 2805.7283 | 2821.8498 | 2837.9713 | 2468.0928 | 2484.2143 | 2500.3358 | 2516.4572 | 2532.5787 | 2358.6922 | 2367.5057 | 2376.3192 | 2385.1327 | 2393.9462 | 2796.0677 | 2812.1892 | 2828.3106 | 2844.4321 | 2860.5536 | 2490.6751 | 2506.7966 | 2522.9181 | 2539.0396 | 2555.1611 | 2381.2745 | 2390.088 | 2398.9015 | 2407.715 | 2802.5285 | 2818.65 | 2834.7715 | 2850.893 | 2867.0144 | 2497.1359 | 2513.2574 | 2529.3789 | 2545.5004 | 2561.6219 | 2577.7434 | 2403.8569 | 2412.6703 | 2421.4838 | 2430.2973 | 2439.1108 | 2841.2323 | 2857.3538 | 2873.4753 | 2889.5968 | 2905.7182
[19 empty] | Variable capex | Input | £000s
[19 empty] | Financing costs | Input | £000s | 255.9103 | 508.4505 | 757.9931 | 1009.594 | 1263.2533 | 1447.871 | 1634.6082 | 1823.4955 | 2014.5329 | 2207.7814 | 2207.7814 | 2207.7814 | 2207.7814 | 2207.7814 | 2207.7814 | 2207.7814 | 2207.7814 | 2207.7814 | 2207.7814 | 2207.7814 | 2207.7814 | 2207.7814 | 2207.7814 | 2207.7814 | 2207.7814 | 2207.7814 | 2207.7814 | 2207.7814 | 2207.7814 | 2207.7814 | 2207.7814 | 2207.7814 | 2207.7814 | 2207.7814 | 2207.7814 | 2207.7814 | 2207.7814 | 2207.7814 | 2207.7814 | 2207.7814 | 2207.7814 | 2207.7814 | 2207.7814 | 2207.7814 | 2207.7814 | 2207.7814 | 2207.7814 | 2207.7814 | 2207.7814 | 2207.7814 | 2207.7814 | 2207.7814 | 2207.7814 | 2207.7814 | 2207.7814 | 2207.7814 | 2207.7814 | 2207.7814 | 2207.7814 | 2207.7814 | 2207.7814 | 2207.7814 | 2207.7814 | 2207.7814 | 2207.7814 | 2207.7814 | 2207.7814 | 2207.7814 | 2207.7814 | 2207.7814 | 2207.7814 | 2207.7814 | 2207.7814 | 2207.7814 | 2207.7814 | 2207.7814 | 2207.7814 | 2207.7814 | 2207.7814 | 2207.7814
[19 empty] | Fixed opex | Input | £000s
[19 empty] | Variable opex | Input | £000s
[19 empty] | Opex savings | Input | £000s
[19 empty] | Fixed env & social | Input | £000s
[19 empty] | Variable env & social | Input | £000s
[19 empty] | Fixed carbon costs | Input | £000s
[19 empty] | Variable carbon costs | Input | £000s
[19 empty] | Customer willingness to pay | Input | £000s
[19 empty] | Total | Sum of above (excl WAFU) | £000s | 7364.5291 | 7879.9866 | 8049.7914 | 8363.0691 | 8678.7878 | 6950.5547 | 7201.1847 | 7455.7022 | 7712.6446 | 7973.0717 | 3523.4947 | 3702.0796 | 3883.1747 | 4070.229 | 4261.247 | 5056.8907 | 5384.7232 | 5725.4067 | 6085.3792 | 6474.1484 | 5841.9278 | 5934.069 | 6025.5588 | 6121.1026 | 6216.2122 | 4543.8913 | 4552.7048 | 4561.5183 | 4570.3318 | 4579.1453 | 4981.2668 | 4997.3882 | 5013.5097 | 5029.6312 | 5045.7527 | 4675.8742 | 4691.9957 | 4708.1172 | 4724.2387 | 4740.3601 | 4566.4736 | 4575.2871 | 4584.1006 | 4592.9141 | 4601.7276 | 5003.8491 | 5019.9706 | 5036.092 | 5052.2135 | 5068.335 | 4698.4565 | 4714.578 | 4730.6995 | 4746.821 | 4762.9425 | 4589.0559 | 4597.8694 | 4606.6829 | 4615.4964 | 5010.3099 | 5026.4314 | 5042.5529 | 5058.6744 | 5074.7958 | 4704.9173 | 4721.0388 | 4737.1603 | 4753.2818 | 4769.4033 | 4785.5248 | 4611.6383 | 4620.4517 | 4629.2652 | 4638.0787 | 4646.8922 | 5049.0137 | 5065.1352 | 5081.2567 | 5097.3782 | 5113.4997 | 0 | 0 | 0 | 0 | 0 | 0 | 0 | 0 | 0 | 0 | 0 | 0 | 0 | 0 | 0 | 0 | 0 | 0 | 0 | 0 | 0 | 0 | 0 | 0
| Live network - 500 - SST | DM_SST_LEA_500 | Active leakage management | Y | 2020 | Capacity | 6.5109 | 63154.4934 | 13140.4552 | 2753.0018 | 0 | 0 | 0 | 15893.4569 | 25.166 | 25.166 | 3 | 3 | Gains in WAFU / Savings in demand | Input | Ml/d |  | 2.1703 | 4.3406 | 6.5109 | 6.5109 | 6.5109 | 6.5109 | 6.5109 | 6.5109 | 6.5109 | 6.5109 | 6.5109 | 6.5109 | 6.5109 | 6.5109 | 6.5109 | 6.5109 | 6.5109 | 6.5109 | 6.5109 | 6.5109 | 6.5109 | 6.5109 | 6.5109 | 6.5109 | 6.5109 | 6.5109 | 6.5109 | 6.5109 | 6.5109 | 6.5109 | 6.5109 | 6.5109 | 6.5109 | 6.5109 | 6.5109 | 6.5109 | 6.5109 | 6.5109 | 6.5109 | 6.5109 | 6.5109 | 6.5109 | 6.5109 | 6.5109 | 6.5109 | 6.5109 | 6.5109 | 6.5109 | 6.5109 | 6.5109 | 6.5109 | 6.5109 | 6.5109 | 6.5109 | 6.5109 | 6.5109 | 6.5109 | 6.5109 | 6.5109 | 6.5109 | 6.5109 | 6.5109 | 6.5109 | 6.5109 | 6.5109 | 6.5109 | 6.5109 | 6.5109 | 6.5109 | 6.5109 | 6.5109 | 6.5109 | 6.5109 | 6.5109 | 6.5109 | 6.5109 | 6.5109 | 6.5109 | 6.5109
[19 empty] | Fixed capex | Input | £000s | 1058.9167 | 1228.9167 | 1128.9167 | 60 | 60 | 60 | 60 | 60 | 60 | 60 | 818.9167 | 818.9167 | 818.9167 | 60 | 60 | 60 | 60 | 60 | 60 | 60 | 818.9167 | 818.9167 | 818.9167 | 60 | 60 | 60 | 60 | 60 | 60 | 60 | 818.9167 | 818.9167 | 818.9167 | 60 | 60 | 60 | 60 | 60 | 60 | 60 | 818.9167 | 818.9167 | 818.9167 | 60 | 60 | 60 | 60 | 60 | 60 | 60 | 818.9167 | 818.9167 | 818.9167 | 60 | 60 | 60 | 60 | 60 | 60 | 60 | 818.9167 | 818.9167 | 818.9167 | 60 | 60 | 60 | 60 | 60 | 60 | 60 | 818.9167 | 818.9167 | 818.9167 | 60 | 60 | 60 | 60 | 60 | 60 | 60
[19 empty] | Variable capex | Input | £000s
[19 empty] | Financing costs | Input | £000s | 38.121 | 79.842 | 117.963 | 117.963 | 117.963 | 117.963 | 117.963 | 117.963 | 117.963 | 117.963 | 117.963 | 117.963 | 117.963 | 117.963 | 117.963 | 117.963 | 117.963 | 117.963 | 117.963 | 117.963 | 117.963 | 117.963 | 117.963 | 117.963 | 117.963 | 117.963 | 117.963 | 117.963 | 117.963 | 117.963 | 117.963 | 117.963 | 117.963 | 117.963 | 117.963 | 117.963 | 117.963 | 117.963 | 117.963 | 117.963 | 117.963 | 117.963 | 117.963 | 117.963 | 117.963 | 117.963 | 117.963 | 117.963 | 117.963 | 117.963 | 117.963 | 117.963 | 117.963 | 117.963 | 117.963 | 117.963 | 117.963 | 117.963 | 117.963 | 117.963 | 117.963 | 117.963 | 117.963 | 117.963 | 117.963 | 117.963 | 117.963 | 117.963 | 117.963 | 117.963 | 117.963 | 117.963 | 117.963 | 117.963 | 117.963 | 117.963 | 117.963 | 117.963 | 117.963 | 117.963
[19 empty] | Fixed opex | Input | £000s |  | 100 | 100 | 100 | 100 | 100 | 100 | 100 | 100 | 100 | 100 | 100 | 100 | 100 | 100 | 100 | 100 | 100 | 100 | 100 | 100 | 100 | 100 | 100 | 100 | 100 | 100 | 100 | 100 | 100 | 100 | 100 | 100 | 100 | 100 | 100 | 100 | 100 | 100 | 100 | 100 | 100 | 100 | 100 | 100 | 100 | 100 | 100 | 100 | 100 | 100 | 100 | 100 | 100 | 100 | 100 | 100 | 100 | 100 | 100 | 100 | 100 | 100 | 100 | 100 | 100 | 100 | 100 | 100 | 100 | 100 | 100 | 100 | 100 | 100 | 100 | 100 | 100 | 100 | 100
[19 empty] | Variable opex | Input | £000s
[19 empty] | Opex savings | Input | £000s
[19 empty] | Fixed env & social | Input | £000s
[19 empty] | Variable env & social | Input | £000s
[19 empty] | Fixed carbon costs | Input | £000s
[19 empty] | Variable carbon costs | Input | £000s
[19 empty] | Customer willingness to pay | Input | £000s
[19 empty] | Total | Sum of above (excl WAFU) | £000s | 1097.0377 | 1408.7587 | 1346.8797 | 277.963 | 277.963 | 277.963 | 277.963 | 277.963 | 277.963 | 277.963 | 1036.8797 | 1036.8797 | 1036.8797 | 277.963 | 277.963 | 277.963 | 277.963 | 277.963 | 277.963 | 277.963 | 1036.8797 | 1036.8797 | 1036.8797 | 277.963 | 277.963 | 277.963 | 277.963 | 277.963 | 277.963 | 277.963 | 1036.8797 | 1036.8797 | 1036.8797 | 277.963 | 277.963 | 277.963 | 277.963 | 277.963 | 277.963 | 277.963 | 1036.8797 | 1036.8797 | 1036.8797 | 277.963 | 277.963 | 277.963 | 277.963 | 277.963 | 277.963 | 277.963 | 1036.8797 | 1036.8797 | 1036.8797 | 277.963 | 277.963 | 277.963 | 277.963 | 277.963 | 277.963 | 277.963 | 1036.8797 | 1036.8797 | 1036.8797 | 277.963 | 277.963 | 277.963 | 277.963 | 277.963 | 277.963 | 277.963 | 1036.8797 | 1036.8797 | 1036.8797 | 277.963 | 277.963 | 277.963 | 277.963 | 277.963 | 277.963 | 277.963 | 0 | 0 | 0 | 0 | 0 | 0 | 0 | 0 | 0 | 0 | 0 | 0 | 0 | 0 | 0 | 0 | 0 | 0 | 0 | 0 | 0 | 0 | 0 | 0
| LEAKAGE BUNDLE 001 | DM_LEA_1.0 | Pressure management | N | 2020 | Capacity | 1.1053 | 10899.4419 | 940.3406 | 0 | 0 | 0 | 0 | 940.3406 | 8.6274 | 8.6274 | 3 | 3 | Gains in WAFU / Savings in demand | Input | Ml/d |  | 0.7093 | 0.9073 | 1.1053 | 1.1053 | 1.1053 | 1.1053 | 1.1053 | 1.1053 | 1.1053 | 1.1053 | 1.1053 | 1.1053 | 1.1053 | 1.1053 | 1.1053 | 1.1053 | 1.1053 | 1.1053 | 1.1053 | 1.1053 | 1.1053 | 1.1053 | 1.1053 | 1.1053 | 1.1053 | 1.1053 | 1.1053 | 1.1053 | 1.1053 | 1.1053 | 1.1053 | 1.1053 | 1.1053 | 1.1053 | 1.1053 | 1.1053 | 1.1053 | 1.1053 | 1.1053 | 1.1053 | 1.1053 | 1.1053 | 1.1053 | 1.1053 | 1.1053 | 1.1053 | 1.1053 | 1.1053 | 1.1053 | 1.1053 | 1.1053 | 1.1053 | 1.1053 | 1.1053 | 1.1053 | 1.1053 | 1.1053 | 1.1053 | 1.1053 | 1.1053 | 1.1053 | 1.1053 | 1.1053 | 1.1053 | 1.1053 | 1.1053 | 1.1053 | 1.1053 | 1.1053 | 1.1053 | 1.1053 | 1.1053 | 1.1053 | 1.1053 | 1.1053 | 1.1053 | 1.1053 | 1.1053 | 1.1053
[19 empty] | Fixed capex | Input | £000s | 207.972 | 144.9708 | 73.0841 | 7.2426 | 7.2426 | 7.2426 | 7.2426 | 7.2426 | 7.2426 | 7.2426 | 7.2426 | 7.2426 | 7.2426 | 7.2426 | 7.2426 | 7.2426 | 7.2426 | 7.2426 | 7.2426 | 7.2426 | 7.2426 | 7.2426 | 7.2426 | 7.2426 | 7.2426 | 7.2426 | 7.2426 | 7.2426 | 7.2426 | 7.2426 | 7.2426 | 7.2426 | 7.2426 | 7.2426 | 7.2426 | 7.2426 | 7.2426 | 7.2426 | 7.2426 | 7.2426 | 7.2426 | 7.2426 | 7.2426 | 7.2426 | 7.2426 | 7.2426 | 7.2426 | 7.2426 | 7.2426 | 7.2426 | 7.2426 | 7.2426 | 7.2426 | 7.2426 | 7.2426 | 7.2426 | 7.2426 | 7.2426 | 7.2426 | 7.2426 | 7.2426 | 7.2426 | 7.2426 | 7.2426 | 7.2426 | 7.2426 | 7.2426 | 7.2426 | 7.2426 | 7.2426 | 7.2426 | 7.2426 | 7.2426 | 7.2426 | 7.2426 | 7.2426 | 7.2426 | 7.2426 | 7.2426 | 7.2426
[19 empty] | Variable capex | Input | £000s
[19 empty] | Financing costs | Input | £000s | 7.487 | 10.007 | 12.095 | 12.095 | 12.095 | 12.095 | 12.095 | 12.095 | 12.095 | 12.095 | 12.095 | 12.095 | 12.095 | 12.095 | 12.095 | 12.095 | 12.095 | 12.095 | 12.095 | 12.095 | 12.095 | 12.095 | 12.095 | 12.095 | 12.095 | 12.095 | 12.095 | 12.095 | 12.095 | 12.095 | 12.095 | 12.095 | 12.095 | 12.095 | 12.095 | 12.095 | 12.095 | 12.095 | 12.095 | 12.095 | 12.095 | 12.095 | 12.095 | 12.095 | 12.095 | 12.095 | 12.095 | 12.095 | 12.095 | 12.095 | 12.095 | 12.095 | 12.095 | 12.095 | 12.095 | 12.095 | 12.095 | 12.095 | 12.095 | 12.095 | 12.095 | 12.095 | 12.095 | 12.095 | 12.095 | 12.095 | 12.095 | 12.095 | 12.095 | 12.095 | 12.095 | 12.095 | 12.095 | 12.095 | 12.095 | 12.095 | 12.095 | 12.095 | 12.095 | 12.095
[19 empty] | Fixed opex | Input | £000s
[19 empty] | Variable opex | Input | £000s
[19 empty] | Opex savings | Input | £000s
[19 empty] | Fixed env & social | Input | £000s
[19 empty] | Variable env & social | Input | £000s
[19 empty] | Fixed carbon costs | Input | £000s
[19 empty] | Variable carbon costs | Input | £000s
[19 empty] | Customer willingness to pay | Input | £000s
[19 empty] | Total | Sum of above (excl WAFU) | £000s | 215.459 | 154.9778 | 85.179 | 19.3376 | 19.3376 | 19.3376 | 19.3376 | 19.3376 | 19.3376 | 19.3376 | 19.3376 | 19.3376 | 19.3376 | 19.3376 | 19.3376 | 19.3376 | 19.3376 | 19.3376 | 19.3376 | 19.3376 | 19.3376 | 19.3376 | 19.3376 | 19.3376 | 19.3376 | 19.3376 | 19.3376 | 19.3376 | 19.3376 | 19.3376 | 19.3376 | 19.3376 | 19.3376 | 19.3376 | 19.3376 | 19.3376 | 19.3376 | 19.3376 | 19.3376 | 19.3376 | 19.3376 | 19.3376 | 19.3376 | 19.3376 | 19.3376 | 19.3376 | 19.3376 | 19.3376 | 19.3376 | 19.3376 | 19.3376 | 19.3376 | 19.3376 | 19.3376 | 19.3376 | 19.3376 | 19.3376 | 19.3376 | 19.3376 | 19.3376 | 19.3376 | 19.3376 | 19.3376 | 19.3376 | 19.3376 | 19.3376 | 19.3376 | 19.3376 | 19.3376 | 19.3376 | 19.3376 | 19.3376 | 19.3376 | 19.3376 | 19.3376 | 19.3376 | 19.3376 | 19.3376 | 19.3376 | 19.3376 | 0 | 0 | 0 | 0 | 0 | 0 | 0 | 0 | 0 | 0 | 0 | 0 | 0 | 0 | 0 | 0 | 0 | 0 | 0 | 0 | 0 | 0 | 0 | 0
| LEAKAGE BUNDLE 002 | DM_LEA_1.1 | Active leakage management | N | 2020 | Capacity | 6.0749 | 57617.3868 | 6274.0766 | 0 | 0 | 0 | 0 | 6274.0766 | 10.8892 | 10.8892 | 3 | 3 | Gains in WAFU / Savings in demand | Input | Ml/d |  | 1.8789 | 3.0569 | 4.1949 | 5.1349 | 6.0749 | 6.0749 | 6.0749 | 6.0749 | 6.0749 | 6.0749 | 6.0749 | 6.0749 | 6.0749 | 6.0749 | 6.0749 | 6.0749 | 6.0749 | 6.0749 | 6.0749 | 6.0749 | 6.0749 | 6.0749 | 6.0749 | 6.0749 | 6.0749 | 6.0749 | 6.0749 | 6.0749 | 6.0749 | 6.0749 | 6.0749 | 6.0749 | 6.0749 | 6.0749 | 6.0749 | 6.0749 | 6.0749 | 6.0749 | 6.0749 | 6.0749 | 6.0749 | 6.0749 | 6.0749 | 6.0749 | 6.0749 | 6.0749 | 6.0749 | 6.0749 | 6.0749 | 6.0749 | 6.0749 | 6.0749 | 6.0749 | 6.0749 | 6.0749 | 6.0749 | 6.0749 | 6.0749 | 6.0749 | 6.0749 | 6.0749 | 6.0749 | 6.0749 | 6.0749 | 6.0749 | 6.0749 | 6.0749 | 6.0749 | 6.0749 | 6.0749 | 6.0749 | 6.0749 | 6.0749 | 6.0749 | 6.0749 | 6.0749 | 6.0749 | 6.0749 | 6.0749
[19 empty] | Fixed capex | Input | £000s | 373.684 | 288.0398 | 264.7595 | 229.8007 | 261.0704 | 168.5711 | 168.5711 | 168.5711 | 168.5711 | 168.5711 | 168.5711 | 168.5711 | 168.5711 | 168.5711 | 168.5711 | 168.5711 | 168.5711 | 168.5711 | 168.5711 | 168.5711 | 168.5711 | 168.5711 | 168.5711 | 168.5711 | 168.5711 | 168.5711 | 168.5711 | 168.5711 | 168.5711 | 168.5711 | 168.5711 | 168.5711 | 168.5711 | 168.5711 | 168.5711 | 168.5711 | 168.5711 | 168.5711 | 168.5711 | 168.5711 | 168.5711 | 168.5711 | 168.5711 | 168.5711 | 168.5711 | 168.5711 | 168.5711 | 168.5711 | 168.5711 | 168.5711 | 168.5711 | 168.5711 | 168.5711 | 168.5711 | 168.5711 | 168.5711 | 168.5711 | 168.5711 | 168.5711 | 168.5711 | 168.5711 | 168.5711 | 168.5711 | 168.5711 | 168.5711 | 168.5711 | 168.5711 | 168.5711 | 168.5711 | 168.5711 | 168.5711 | 168.5711 | 168.5711 | 168.5711 | 168.5711 | 168.5711 | 168.5711 | 168.5711 | 168.5711 | 168.5711
[19 empty] | Variable capex | Input | £000s
[19 empty] | Financing costs | Input | £000s | 13.4526 | 19.6217 | 25.531 | 29.5545 | 33.794 | 33.794 | 33.794 | 33.794 | 33.794 | 33.794 | 33.794 | 33.794 | 33.794 | 33.794 | 33.794 | 33.794 | 33.794 | 33.794 | 33.794 | 33.794 | 33.794 | 33.794 | 33.794 | 33.794 | 33.794 | 33.794 | 33.794 | 33.794 | 33.794 | 33.794 | 33.794 | 33.794 | 33.794 | 33.794 | 33.794 | 33.794 | 33.794 | 33.794 | 33.794 | 33.794 | 33.794 | 33.794 | 33.794 | 33.794 | 33.794 | 33.794 | 33.794 | 33.794 | 33.794 | 33.794 | 33.794 | 33.794 | 33.794 | 33.794 | 33.794 | 33.794 | 33.794 | 33.794 | 33.794 | 33.794 | 33.794 | 33.794 | 33.794 | 33.794 | 33.794 | 33.794 | 33.794 | 33.794 | 33.794 | 33.794 | 33.794 | 33.794 | 33.794 | 33.794 | 33.794 | 33.794 | 33.794 | 33.794 | 33.794 | 33.794
[19 empty] | Fixed opex | Input | £000s
[19 empty] | Variable opex | Input | £000s
[19 empty] | Opex savings | Input | £000s
[19 empty] | Fixed env & social | Input | £000s
[19 empty] | Variable env & social | Input | £000s
[19 empty] | Fixed carbon costs | Input | £000s
[19 empty] | Variable carbon costs | Input | £000s
[19 empty] | Customer willingness to pay | Input | £000s
[19 empty] | Total | Sum of above (excl WAFU) | £000s | 387.1366 | 307.6615 | 290.2905 | 259.3552 | 294.8644 | 202.3651 | 202.3651 | 202.3651 | 202.3651 | 202.3651 | 202.3651 | 202.3651 | 202.3651 | 202.3651 | 202.3651 | 202.3651 | 202.3651 | 202.3651 | 202.3651 | 202.3651 | 202.3651 | 202.3651 | 202.3651 | 202.3651 | 202.3651 | 202.3651 | 202.3651 | 202.3651 | 202.3651 | 202.3651 | 202.3651 | 202.3651 | 202.3651 | 202.3651 | 202.3651 | 202.3651 | 202.3651 | 202.3651 | 202.3651 | 202.3651 | 202.3651 | 202.3651 | 202.3651 | 202.3651 | 202.3651 | 202.3651 | 202.3651 | 202.3651 | 202.3651 | 202.3651 | 202.3651 | 202.3651 | 202.3651 | 202.3651 | 202.3651 | 202.3651 | 202.3651 | 202.3651 | 202.3651 | 202.3651 | 202.3651 | 202.3651 | 202.3651 | 202.3651 | 202.3651 | 202.3651 | 202.3651 | 202.3651 | 202.3651 | 202.3651 | 202.3651 | 202.3651 | 202.3651 | 202.3651 | 202.3651 | 202.3651 | 202.3651 | 202.3651 | 202.3651 | 202.3651 | 0 | 0 | 0 | 0 | 0 | 0 | 0 | 0 | 0 | 0 | 0 | 0 | 0 | 0 | 0 | 0 | 0 | 0 | 0 | 0 | 0 | 0 | 0 | 0
| LEAKAGE BUNDLE 003 | DM_LEA_1.2 | Active leakage management | N | 2020 | Capacity | 12.561 | 112852.5512 | 16537.3693 | 0 | 0 | 0 | 0 | 16537.3693 | 14.654 | 14.654 | 3 | 3 | Gains in WAFU / Savings in demand | Input | Ml/d |  | 2.972 | 5.2432 | 6.3812 | 7.3212 | 8.2612 | 9.1212 | 9.9812 | 10.841 | 11.701 | 12.561 | 12.561 | 12.561 | 12.561 | 12.561 | 12.561 | 12.561 | 12.561 | 12.561 | 12.561 | 12.561 | 12.561 | 12.561 | 12.561 | 12.561 | 12.561 | 12.561 | 12.561 | 12.561 | 12.561 | 12.561 | 12.561 | 12.561 | 12.561 | 12.561 | 12.561 | 12.561 | 12.561 | 12.561 | 12.561 | 12.561 | 12.561 | 12.561 | 12.561 | 12.561 | 12.561 | 12.561 | 12.561 | 12.561 | 12.561 | 12.561 | 12.561 | 12.561 | 12.561 | 12.561 | 12.561 | 12.561 | 12.561 | 12.561 | 12.561 | 12.561 | 12.561 | 12.561 | 12.561 | 12.561 | 12.561 | 12.561 | 12.561 | 12.561 | 12.561 | 12.561 | 12.561 | 12.561 | 12.561 | 12.561 | 12.561 | 12.561 | 12.561 | 12.561 | 12.561
[19 empty] | Fixed capex | Input | £000s | 1163.28 | 1090.8898 | 264.7595 | 229.8007 | 261.0704 | 385.9596 | 433.7532 | 429.3287 | 479.5743 | 530.7978 | 502.8156 | 502.8156 | 410.2844 | 410.2844 | 410.2844 | 463.1594 | 463.1594 | 410.2844 | 410.2844 | 410.2844 | 502.8156 | 502.8156 | 410.2844 | 410.2844 | 410.2844 | 463.1594 | 463.1594 | 410.2844 | 410.2844 | 410.2844 | 502.8156 | 502.8156 | 410.2844 | 410.2844 | 410.2844 | 463.1594 | 463.1594 | 410.2844 | 410.2844 | 410.2844 | 502.8156 | 502.8156 | 410.2844 | 410.2844 | 410.2844 | 463.1594 | 463.1594 | 410.2844 | 410.2844 | 410.2844 | 502.8156 | 502.8156 | 410.2844 | 410.2844 | 410.2844 | 463.1594 | 463.1594 | 410.2844 | 410.2844 | 410.2844 | 502.8156 | 502.8156 | 410.2844 | 410.2844 | 410.2844 | 463.1594 | 463.1594 | 410.2844 | 410.2844 | 410.2844 | 502.8156 | 502.8156 | 410.2844 | 410.2844 | 410.2844 | 463.1594 | 463.1594 | 410.2844 | 410.2844 | 410.2844
[19 empty] | Variable capex | Input | £000s
[19 empty] | Financing costs | Input | £000s | 41.8781 | 76.4727 | 82.382 | 86.4055 | 90.6451 | 95.1173 | 99.8598 | 104.8962 | 110.2912 | 116.08 | 116.08 | 116.08 | 116.08 | 116.08 | 116.08 | 116.08 | 116.08 | 116.08 | 116.08 | 116.08 | 116.08 | 116.08 | 116.08 | 116.08 | 116.08 | 116.08 | 116.08 | 116.08 | 116.08 | 116.08 | 116.08 | 116.08 | 116.08 | 116.08 | 116.08 | 116.08 | 116.08 | 116.08 | 116.08 | 116.08 | 116.08 | 116.08 | 116.08 | 116.08 | 116.08 | 116.08 | 116.08 | 116.08 | 116.08 | 116.08 | 116.08 | 116.08 | 116.08 | 116.08 | 116.08 | 116.08 | 116.08 | 116.08 | 116.08 | 116.08 | 116.08 | 116.08 | 116.08 | 116.08 | 116.08 | 116.08 | 116.08 | 116.08 | 116.08 | 116.08 | 116.08 | 116.08 | 116.08 | 116.08 | 116.08 | 116.08 | 116.08 | 116.08 | 116.08 | 116.08
[19 empty] | Fixed opex | Input | £000s
[19 empty] | Variable opex | Input | £000s
[19 empty] | Opex savings | Input | £000s
[19 empty] | Fixed env & social | Input | £000s
[19 empty] | Variable env & social | Input | £000s
[19 empty] | Fixed carbon costs | Input | £000s
[19 empty] | Variable carbon costs | Input | £000s
[19 empty] | Customer willingness to pay | Input | £000s
[19 empty] | Total | Sum of above (excl WAFU) | £000s | 1205.1581 | 1167.3625 | 347.1415 | 316.2062 | 351.7155 | 481.0769 | 533.613 | 534.2249 | 589.8655 | 646.8778 | 618.8956 | 618.8956 | 526.3644 | 526.3644 | 526.3644 | 579.2394 | 579.2394 | 526.3644 | 526.3644 | 526.3644 | 618.8956 | 618.8956 | 526.3644 | 526.3644 | 526.3644 | 579.2394 | 579.2394 | 526.3644 | 526.3644 | 526.3644 | 618.8956 | 618.8956 | 526.3644 | 526.3644 | 526.3644 | 579.2394 | 579.2394 | 526.3644 | 526.3644 | 526.3644 | 618.8956 | 618.8956 | 526.3644 | 526.3644 | 526.3644 | 579.2394 | 579.2394 | 526.3644 | 526.3644 | 526.3644 | 618.8956 | 618.8956 | 526.3644 | 526.3644 | 526.3644 | 579.2394 | 579.2394 | 526.3644 | 526.3644 | 526.3644 | 618.8956 | 618.8956 | 526.3644 | 526.3644 | 526.3644 | 579.2394 | 579.2394 | 526.3644 | 526.3644 | 526.3644 | 618.8956 | 618.8956 | 526.3644 | 526.3644 | 526.3644 | 579.2394 | 579.2394 | 526.3644 | 526.3644 | 526.3644 | 0 | 0 | 0 | 0 | 0 | 0 | 0 | 0 | 0 | 0 | 0 | 0 | 0 | 0 | 0 | 0 | 0 | 0 | 0 | 0 | 0 | 0 | 0 | 0
| LEAKAGE BUNDLE 004 | DM_LEA_1.3 | Active leakage management | N | 2020 | Capacity | 20.911 | 179856.8821 | 47177.4141 | 0 | 0 | 0 | 0 | 47177.4141 | 26.2305 | 26.2305 | 3 | 3 | Gains in WAFU / Savings in demand | Input | Ml/d |  | 3.852 | 7.0032 | 9.0212 | 10.841 | 12.661 | 13.521 | 14.381 | 15.241 | 16.101 | 16.961 | 17.751 | 18.541 | 19.331 | 20.121 | 20.911 | 20.911 | 20.911 | 20.911 | 20.911 | 20.911 | 20.911 | 20.911 | 20.911 | 20.911 | 20.911 | 20.911 | 20.911 | 20.911 | 20.911 | 20.911 | 20.911 | 20.911 | 20.911 | 20.911 | 20.911 | 20.911 | 20.911 | 20.911 | 20.911 | 20.911 | 20.911 | 20.911 | 20.911 | 20.911 | 20.911 | 20.911 | 20.911 | 20.911 | 20.911 | 20.911 | 20.911 | 20.911 | 20.911 | 20.911 | 20.911 | 20.911 | 20.911 | 20.911 | 20.911 | 20.911 | 20.911 | 20.911 | 20.911 | 20.911 | 20.911 | 20.911 | 20.911 | 20.911 | 20.911 | 20.911 | 20.911 | 20.911 | 20.911 | 20.911 | 20.911 | 20.911 | 20.911 | 20.911 | 20.911
[19 empty] | Fixed capex | Input | £000s | 3352.03 | 3268.3368 | 2303.4625 | 2268.4977 | 2299.7744 | 449.6596 | 497.4532 | 493.0287 | 543.2743 | 594.4978 | 766.4809 | 847.7444 | 838.3212 | 924.4709 | 1013.549 | 1141.368 | 1141.368 | 1088.493 | 1088.493 | 1088.493 | 988.0242 | 988.0242 | 895.4929 | 895.4929 | 895.4929 | 948.3679 | 948.3679 | 895.4929 | 895.4929 | 895.4929 | 1181.024 | 1181.024 | 1088.493 | 1088.493 | 1088.493 | 948.3679 | 948.3679 | 895.4929 | 895.4929 | 895.4929 | 988.0242 | 988.0242 | 895.4929 | 895.4929 | 895.4929 | 1141.368 | 1141.368 | 1088.493 | 1088.493 | 1088.493 | 988.0242 | 988.0242 | 895.4929 | 895.4929 | 895.4929 | 948.3679 | 948.3679 | 895.4929 | 895.4929 | 1088.493 | 1181.024 | 1181.024 | 1088.493 | 1088.493 | 895.4929 | 948.3679 | 948.3679 | 895.4929 | 895.4929 | 895.4929 | 988.0242 | 988.0242 | 895.4929 | 895.4929 | 895.4929 | 1141.368 | 1141.368 | 1088.493 | 1088.493 | 1088.493
[19 empty] | Variable capex | Input | £000s
[19 empty] | Financing costs | Input | £000s | 120.6731 | 231.3626 | 308.372 | 383.4954 | 458.8351 | 463.3073 | 468.0498 | 473.0863 | 478.4813 | 484.27 | 484.27 | 484.27 | 484.27 | 484.27 | 484.27 | 484.27 | 484.27 | 484.27 | 484.27 | 484.27 | 484.27 | 484.27 | 484.27 | 484.27 | 484.27 | 484.27 | 484.27 | 484.27 | 484.27 | 484.27 | 484.27 | 484.27 | 484.27 | 484.27 | 484.27 | 484.27 | 484.27 | 484.27 | 484.27 | 484.27 | 484.27 | 484.27 | 484.27 | 484.27 | 484.27 | 484.27 | 484.27 | 484.27 | 484.27 | 484.27 | 484.27 | 484.27 | 484.27 | 484.27 | 484.27 | 484.27 | 484.27 | 484.27 | 484.27 | 484.27 | 484.27 | 484.27 | 484.27 | 484.27 | 484.27 | 484.27 | 484.27 | 484.27 | 484.27 | 484.27 | 484.27 | 484.27 | 484.27 | 484.27 | 484.27 | 484.27 | 484.27 | 484.27 | 484.27 | 484.27
[19 empty] | Fixed opex | Input | £000s
[19 empty] | Variable opex | Input | £000s
[19 empty] | Opex savings | Input | £000s
[19 empty] | Fixed env & social | Input | £000s
[19 empty] | Variable env & social | Input | £000s
[19 empty] | Fixed carbon costs | Input | £000s
[19 empty] | Variable carbon costs | Input | £000s
[19 empty] | Customer willingness to pay | Input | £000s
[19 empty] | Total | Sum of above (excl WAFU) | £000s | 3472.7031 | 3499.6994 | 2611.8345 | 2651.9931 | 2758.6095 | 912.9669 | 965.503 | 966.115 | 1021.7556 | 1078.7678 | 1250.7509 | 1332.0144 | 1322.5912 | 1408.7409 | 1497.819 | 1625.638 | 1625.638 | 1572.763 | 1572.763 | 1572.763 | 1472.2942 | 1472.2942 | 1379.7629 | 1379.7629 | 1379.7629 | 1432.6379 | 1432.6379 | 1379.7629 | 1379.7629 | 1379.7629 | 1665.294 | 1665.294 | 1572.763 | 1572.763 | 1572.763 | 1432.6379 | 1432.6379 | 1379.7629 | 1379.7629 | 1379.7629 | 1472.2942 | 1472.2942 | 1379.7629 | 1379.7629 | 1379.7629 | 1625.638 | 1625.638 | 1572.763 | 1572.763 | 1572.763 | 1472.2942 | 1472.2942 | 1379.7629 | 1379.7629 | 1379.7629 | 1432.6379 | 1432.6379 | 1379.7629 | 1379.7629 | 1572.763 | 1665.294 | 1665.294 | 1572.763 | 1572.763 | 1379.7629 | 1432.6379 | 1432.6379 | 1379.7629 | 1379.7629 | 1379.7629 | 1472.2942 | 1472.2942 | 1379.7629 | 1379.7629 | 1379.7629 | 1625.638 | 1625.638 | 1572.763 | 1572.763 | 1572.763 | 0 | 0 | 0 | 0 | 0 | 0 | 0 | 0 | 0 | 0 | 0 | 0 | 0 | 0 | 0 | 0 | 0 | 0 | 0 | 0 | 0 | 0 | 0 | 0
| LEAKAGE BUNDLE 005 | DM_LEA_1.4 | Active leakage management | N | 2020 | Capacity | 29.675 | 239796.3763 | 163141.6157 | 0 | 0 | 0 | 0 | 163141.6157 | 68.0334 | 68.0334 | 3 | 3 | Gains in WAFU / Savings in demand | Input | Ml/d |  | 4.7214 | 8.1485 | 10.437 | 12.526 | 14.616 | 15.746 | 16.883 | 18.013 | 19.144 | 20.28 | 21.217 | 22.162 | 23.105 | 24.042 | 24.98 | 25.797 | 26.615 | 27.443 | 28.26 | 29.077 | 29.229 | 29.376 | 29.523 | 29.675 | 29.822 | 29.822 | 29.822 | 29.822 | 29.822 | 29.822 | 29.822 | 29.822 | 29.822 | 29.822 | 29.822 | 29.822 | 29.822 | 29.822 | 29.822 | 29.822 | 29.822 | 29.822 | 29.822 | 29.822 | 29.822 | 29.822 | 29.822 | 29.822 | 29.822 | 29.822 | 29.822 | 29.822 | 29.822 | 29.822 | 29.822 | 29.822 | 29.822 | 29.822 | 29.822 | 29.822 | 29.822 | 29.822 | 29.822 | 29.822 | 29.822 | 29.822 | 29.822 | 29.822 | 29.822 | 29.822 | 29.822 | 29.822 | 29.822 | 29.822 | 29.822 | 29.822 | 29.822 | 29.822 | 29.822
[19 empty] | Fixed capex | Input | £000s | 8271.9 | 8308.5035 | 7401.4038 | 7425.4541 | 7516.7157 | 5727.5876 | 5838.3131 | 5897.1941 | 6011.7299 | 6129.201 | 1366.135 | 1498.518 | 1540.47 | 1679.719 | 1822.152 | 2372.678 | 2615.215 | 2814.558 | 3081.345 | 3369.535 | 3081.673 | 3145.494 | 3115.57 | 3182.84 | 3245.957 | 2086.648 | 2093.24 | 2046.957 | 2053.549 | 2060.141 | 2358.006 | 2370.34 | 2290.143 | 2302.477 | 2314.811 | 2187.02 | 2199.354 | 2158.813 | 2171.147 | 2183.481 | 2139.054 | 2145.646 | 2059.707 | 2066.299 | 2072.891 | 2331.1 | 2343.434 | 2302.893 | 2315.227 | 2327.561 | 2239.426 | 2251.76 | 2171.563 | 2183.897 | 2196.231 | 2112.148 | 2118.74 | 2072.457 | 2079.049 | 2278.641 | 2383.506 | 2395.84 | 2315.643 | 2327.977 | 2147.311 | 2212.52 | 2224.854 | 2184.313 | 2196.647 | 2208.981 | 2164.554 | 2171.146 | 2085.207 | 2091.799 | 2098.391 | 2356.6 | 2368.934 | 2328.393 | 2340.727 | 2353.061
[19 empty] | Variable capex | Input | £000s
[19 empty] | Financing costs | Input | £000s | 297.7884 | 584.9233 | 840.375 | 1095.9995 | 1353.8984 | 1542.9884 | 1734.4681 | 1928.3918 | 2124.824 | 2323.8612 | 2323.8612 | 2323.8612 | 2323.8612 | 2323.8612 | 2323.8612 | 2323.8612 | 2323.8612 | 2323.8612 | 2323.8612 | 2323.8612 | 2323.8612 | 2323.8612 | 2323.8612 | 2323.8612 | 2323.8612 | 2323.8612 | 2323.8612 | 2323.8612 | 2323.8612 | 2323.8612 | 2323.8612 | 2323.8612 | 2323.8612 | 2323.8612 | 2323.8612 | 2323.8612 | 2323.8612 | 2323.8612 | 2323.8612 | 2323.8612 | 2323.8612 | 2323.8612 | 2323.8612 | 2323.8612 | 2323.8612 | 2323.8612 | 2323.8612 | 2323.8612 | 2323.8612 | 2323.8612 | 2323.8612 | 2323.8612 | 2323.8612 | 2323.8612 | 2323.8612 | 2323.8612 | 2323.8612 | 2323.8612 | 2323.8612 | 2323.8612 | 2323.8612 | 2323.8612 | 2323.8612 | 2323.8612 | 2323.8612 | 2323.8612 | 2323.8612 | 2323.8612 | 2323.8612 | 2323.8612 | 2323.8612 | 2323.8612 | 2323.8612 | 2323.8612 | 2323.8612 | 2323.8612 | 2323.8612 | 2323.8612 | 2323.8612 | 2323.8612
[19 empty] | Fixed opex | Input | £000s
[19 empty] | Variable opex | Input | £000s
[19 empty] | Opex savings | Input | £000s
[19 empty] | Fixed env & social | Input | £000s
[19 empty] | Variable env & social | Input | £000s
[19 empty] | Fixed carbon costs | Input | £000s
[19 empty] | Variable carbon costs | Input | £000s
[19 empty] | Customer willingness to pay | Input | £000s
[19 empty] | Total | Sum of above (excl WAFU) | £000s | 8569.6884 | 8893.4268 | 8241.7788 | 8521.4536 | 8870.6141 | 7270.576 | 7572.7812 | 7825.5859 | 8136.5539 | 8453.0622 | 3689.9962 | 3822.3792 | 3864.3312 | 4003.5802 | 4146.0132 | 4696.5392 | 4939.0762 | 5138.4192 | 5405.2062 | 5693.3962 | 5405.5342 | 5469.3552 | 5439.4312 | 5506.7012 | 5569.8182 | 4410.5092 | 4417.1012 | 4370.8182 | 4377.4102 | 4384.0022 | 4681.8672 | 4694.2012 | 4614.0042 | 4626.3382 | 4638.6722 | 4510.8812 | 4523.2152 | 4482.6742 | 4495.0082 | 4507.3422 | 4462.9152 | 4469.5072 | 4383.5682 | 4390.1602 | 4396.7522 | 4654.9612 | 4667.2952 | 4626.7542 | 4639.0882 | 4651.4222 | 4563.2872 | 4575.6212 | 4495.4242 | 4507.7582 | 4520.0922 | 4436.0092 | 4442.6012 | 4396.3182 | 4402.9102 | 4602.5022 | 4707.3672 | 4719.7012 | 4639.5042 | 4651.8382 | 4471.1722 | 4536.3812 | 4548.7152 | 4508.1742 | 4520.5082 | 4532.8422 | 4488.4152 | 4495.0072 | 4409.0682 | 4415.6602 | 4422.2522 | 4680.4612 | 4692.7952 | 4652.2542 | 4664.5882 | 4676.9222 | 0 | 0 | 0 | 0 | 0 | 0 | 0 | 0 | 0 | 0 | 0 | 0 | 0 | 0 | 0 | 0 | 0 | 0 | 0 | 0 | 0 | 0 | 0 | 0
| LEAKAGE BUNDLE 020 | DM_LEA_20 | Active leakage management | Y | 2020 | Capacity | 18.5109 | 167396.9124 | 79291.2049 | 0 | 0 | 0 | 0 | 79291.2049 | 47.3672 | 47.3672 | 3 | 3 | Gains in WAFU / Savings in demand | Input | Ml/d |  | 3.5 | 7 | 9.514 | 12.0191 | 14.5298 | 15.1373 | 15.7442 | 16.3504 | 16.9559 | 17.5607 | 18.1648 | 18.5109 | 18.5109 | 18.5109 | 18.5109 | 18.5109 | 18.5109 | 18.5109 | 18.5109 | 18.5109 | 18.5109 | 18.5109 | 18.5109 | 18.5109 | 18.5109 | 18.5109 | 18.5109 | 18.5109 | 18.5109 | 18.5109 | 18.5109 | 18.5109 | 18.5109 | 18.5109 | 18.5109 | 18.5109 | 18.5109 | 18.5109 | 18.5109 | 18.5109 | 18.5109 | 18.5109 | 18.5109 | 18.5109 | 18.5109 | 18.5109 | 18.5109 | 18.5109 | 18.5109 | 18.5109 | 18.5109 | 18.5109 | 18.5109 | 18.5109 | 18.5109 | 18.5109 | 18.5109 | 18.5109 | 18.5109 | 18.5109 | 18.5109 | 18.5109 | 18.5109 | 18.5109 | 18.5109 | 18.5109 | 18.5109 | 18.5109 | 18.5109 | 18.5109 | 18.5109 | 18.5109 | 18.5109 | 18.5109 | 18.5109 | 18.5109 | 18.5109 | 18.5109 | 18.5109
|  |  | Comitted Bundle 20 | [15 empty] | Fixed capex | Input | £000s | 1234.2457 | 1119.9829 | 2775.11 | 2718.6804 | 2659.3988 | 2802.8061 | 2793.9589 | 741.7519 | 833.5416 | 933.2334 | 1106.2584 | 1162.7573 | 1052.6852 | 1145.3128 | 1239.76 | 1479.8233 | 1581.4778 | 1966.5985 | 2176.5543 | 2396.0305 | 2879.2146 | 3138.1423 | 2494.9104 | 2624.3682 | 2754.1194 | 2754.1194 | 2754.1194 | 2754.1194 | 2754.1194 | 2754.1194 | 2754.1194 | 2754.1194 | 2754.1194 | 2754.1194 | 2754.1194 | 2754.1194 | 2754.1194 | 2754.1194 | 2754.1194 | 2754.1194 | 2754.1194 | 2754.1194 | 2754.1194 | 2754.1194 | 2754.1194 | 2754.1194 | 2754.1194 | 2754.1194 | 2754.1194 | 2754.1194 | 2754.1194 | 2754.1194 | 2754.1194 | 2754.1194 | 2754.1194 | 2754.1194 | 2754.1194 | 2754.1194 | 2754.1194 | 2754.1194 | 2754.1194 | 2754.1194 | 2754.1194 | 2754.1194 | 2754.1194 | 2754.1194 | 2754.1194 | 2754.1194 | 2754.1194 | 2754.1194 | 2754.1194 | 2754.1194 | 2754.1194 | 2754.1194 | 2754.1194 | 2754.1194 | 2754.1194 | 2754.1194 | 2754.1194 | 2754.1194
[19 empty] | Variable capex | Input | £000s
[19 empty] | Financing costs | Input | £000s | 44.4328 | 84.7522 | 184.6562 | 282.5287 | 378.267 | 479.1681 | 579.7506 | 606.4536 | 636.4611 | 636.4611 | 636.4611 | 636.4611 | 636.4611 | 636.4611 | 636.4611 | 636.4611 | 636.4611 | 636.4611 | 636.4611 | 636.4611 | 636.4611 | 636.4611 | 636.4611 | 636.4611 | 636.4611 | 636.4611 | 636.4611 | 636.4611 | 636.4611 | 636.4611 | 636.4611 | 636.4611 | 636.4611 | 636.4611 | 636.4611 | 636.4611 | 636.4611 | 636.4611 | 636.4611 | 636.4611 | 636.4611 | 636.4611 | 636.4611 | 636.4611 | 636.4611 | 636.4611 | 636.4611 | 636.4611 | 636.4611 | 636.4611 | 636.4611 | 636.4611 | 636.4611 | 636.4611 | 636.4611 | 636.4611 | 636.4611 | 636.4611 | 636.4611 | 636.4611 | 636.4611 | 636.4611 | 636.4611 | 636.4611 | 636.4611 | 636.4611 | 636.4611 | 636.4611 | 636.4611 | 636.4611 | 636.4611 | 636.4611 | 636.4611 | 636.4611 | 636.4611 | 636.4611 | 636.4611 | 636.4611 | 636.4611 | 636.4611
[19 empty] | Fixed opex | Input | £000s
[19 empty] | Variable opex | Input | £000s
[19 empty] | Opex savings | Input | £000s
[19 empty] | Fixed env & social | Input | £000s
[19 empty] | Variable env & social | Input | £000s
[19 empty] | Fixed carbon costs | Input | £000s
[19 empty] | Variable carbon costs | Input | £000s
[19 empty] | Customer willingness to pay | Input | £000s
[19 empty] | Total | Sum of above (excl WAFU) | £000s | 1278.6786 | 1204.7351 | 2959.7662 | 3001.2091 | 3037.6659 | 3281.9742 | 3373.7095 | 1348.2055 | 1470.0027 | 1569.6946 | 1742.7195 | 1799.2184 | 1689.1464 | 1781.774 | 1876.2211 | 2116.2844 | 2217.939 | 2603.0596 | 2813.0155 | 3032.4917 | 3515.6758 | 3774.6034 | 3131.3716 | 3260.8294 | 3390.5806 | 3390.5806 | 3390.5806 | 3390.5806 | 3390.5806 | 3390.5806 | 3390.5806 | 3390.5806 | 3390.5806 | 3390.5806 | 3390.5806 | 3390.5806 | 3390.5806 | 3390.5806 | 3390.5806 | 3390.5806 | 3390.5806 | 3390.5806 | 3390.5806 | 3390.5806 | 3390.5806 | 3390.5806 | 3390.5806 | 3390.5806 | 3390.5806 | 3390.5806 | 3390.5806 | 3390.5806 | 3390.5806 | 3390.5806 | 3390.5806 | 3390.5806 | 3390.5806 | 3390.5806 | 3390.5806 | 3390.5806 | 3390.5806 | 3390.5806 | 3390.5806 | 3390.5806 | 3390.5806 | 3390.5806 | 3390.5806 | 3390.5806 | 3390.5806 | 3390.5806 | 3390.5806 | 3390.5806 | 3390.5806 | 3390.5806 | 3390.5806 | 3390.5806 | 3390.5806 | 3390.5806 | 3390.5806 | 3390.5806 | 0 | 0 | 0 | 0 | 0 | 0 | 0 | 0 | 0 | 0 | 0 | 0 | 0 | 0 | 0 | 0 | 0 | 0 | 0 | 0 | 0 | 0 | 0 | 0
59.2a | Options to reduce Distribution System Operating Use (DSOU) losses | [20 empty] | 0 | 0 | 0 | 0 | 0 | 0 | 0 | 0 | 0 | 0 | 0 | 0 | 0 | 0 | 0 | 0 | 0 | 0 | 0 | 0 | 0 | 0 | 0 | 0 | 0 | 0 | 0 | 0 | 0 | 0 | 0 | 0 | 0 | 0 | 0 | 0 | 0 | 0 | 0 | 0 | 0 | 0 | 0 | 0 | 0 | 0 | 0 | 0 | 0 | 0 | 0 | 0 | 0 | 0 | 0 | 0 | 0 | 0 | 0 | 0 | 0 | 0 | 0 | 0 | 0 | 0 | 0 | 0 | 0 | 0 | 0 | 0 | 0 | 0 | 0 | 0 | 0 | 0 | 0 | 0 | 0 | 0 | 0 | 0 | 0 | 0 | 0 | 0 | 0 | 0 | 0 | 0 | 0 | 0 | 0 | 0 | 0 | 0 | 0 | 0 | 0 | 0 | 0 | 0
60a | PRODUCTION SIDE | bar: 1 Year 1 to 80 Year 80
60.1a | Options to reduce treatment works losses | [20 empty] | 0 | 0 | 0 | 0 | 0 | 0 | 0 | 0 | 0 | 0 | 0 | 0 | 0 | 0 | 0 | 0 | 0 | 0 | 0 | 0 | 0 | 0 | 0 | 0 | 0 | 0 | 0 | 0 | 0 | 0 | 0 | 0 | 0 | 0 | 0 | 0 | 0 | 0 | 0 | 0 | 0 | 0 | 0 | 0 | 0 | 0 | 0 | 0 | 0 | 0 | 0 | 0 | 0 | 0 | 0 | 0 | 0 | 0 | 0 | 0 | 0 | 0 | 0 | 0 | 0 | 0 | 0 | 0 | 0 | 0 | 0 | 0 | 0 | 0 | 0 | 0 | 0 | 0 | 0 | 0 | 0 | 0 | 0 | 0 | 0 | 0 | 0 | 0 | 0 | 0 | 0 | 0 | 0 | 0 | 0 | 0 | 0 | 0 | 0 | 0 | 0 | 0 | 0 | 0
60.2a | Options to reduce outage | [20 empty] | 0 | 0 | 0 | 0 | 0 | 0 | 0 | 0 | 0 | 0 | 0 | 0 | 0 | 0 | 0 | 0 | 0 | 0 | 0 | 0 | 0 | 0 | 0 | 0 | 0 | 0 | 0 | 0 | 0 | 0 | 0 | 0 | 0 | 0 | 0 | 0 | 0 | 0 | 0 | 0 | 0 | 0 | 0 | 0 | 0 | 0 | 0 | 0 | 0 | 0 | 0 | 0 | 0 | 0 | 0 | 0 | 0 | 0 | 0 | 0 | 0 | 0 | 0 | 0 | 0 | 0 | 0 | 0 | 0 | 0 | 0 | 0 | 0 | 0 | 0 | 0 | 0 | 0 | 0 | 0 | 0 | 0 | 0 | 0 | 0 | 0 | 0 | 0 | 0 | 0 | 0 | 0 | 0 | 0 | 0 | 0 | 0 | 0 | 0 | 0 | 0 | 0 | 0 | 0
61a | CUSTOMER SIDE | bar: 1 Year 1 to 80 Year 80
61.1a | Options to change volume delivered to measured households | [20 empty] | 0 | 0 | 0 | 0 | 0 | 0 | 0 | 0 | 0 | 0 | 0 | 0 | 0 | 0 | 0 | 0 | 0 | 0 | 0 | 0 | 0 | 0 | 0 | 0 | 0 | 0 | 0 | 0 | 0 | 0 | 0 | 0 | 0 | 0 | 0 | 0 | 0 | 0 | 0 | 0 | 0 | 0 | 0 | 0 | 0 | 0 | 0 | 0 | 0 | 0 | 0 | 0 | 0 | 0 | 0 | 0 | 0 | 0 | 0 | 0 | 0 | 0 | 0 | 0 | 0 | 0 | 0 | 0 | 0 | 0 | 0 | 0 | 0 | 0 | 0 | 0 | 0 | 0 | 0 | 0 | 0 | 0 | 0 | 0 | 0 | 0 | 0 | 0 | 0 | 0 | 0 | 0 | 0 | 0 | 0 | 0 | 0 | 0 | 0 | 0 | 0 | 0 | 0 | 0
| Non-metering | DM_WEFF_1.4 | Other water efficiency | N | 2020 | Capacity | 2.6356 | 7796.563 | 26140.4605 | 0 | 0 | 0 | 0 | 26140.4605 | 335.2818 | 335.2818 | 3 | 3 | Gains in WAFU / Savings in demand | Input | Ml/d | 2 Year 2: 0.48933; 3 Year 3: 0.94886; 4 Year 4: 1.4145; 5 Year 5: 1.8876; 6 Year 6: 2.369; 7 Year 7: 2.3408; 8 Year 8: 2.4129; 9 Year 9: 2.4872; 10 Year 10: 2.5614; 11 Year 11: 2.6356; 12 Year 12: 2.2333; 13 Year 13: 1.9015; 14 Year 14: 1.4991; 15 Year 15: 1.0968; 16 Year 16: 0.69445; 17 Year 17: 0.56728; 18 Year 18: 0.43585; 19 Year 19: 0.29835; 20 Year 20: 0.15331; 21 Year 21: 2.0555e-17; 22 Year 22: 2.0555e-17; 23 Year 23: 2.0555e-17; 24 Year 24: 2.0555e-17; 25 Year 25: 2.0555e-17; 26 Year 26: 2.0555e-17
[19 empty] | Fixed capex | Input | £000s | 1 Year 1: 2161.8654; 2 Year 2: 2171.2095; 3 Year 3: 2184.5448; 4 Year 4: 2201.1117; 5 Year 5: 2219.2596; 6 Year 6: 687.3097; 7 Year 7: 687.3097; 8 Year 8: 687.3097; 9 Year 9: 687.3097; 10 Year 10: 687.3097
[19 empty] | Variable capex | Input | £000s
[19 empty] | Financing costs | Input | £000s | 77.8272 | 155.9907 | 234.6343 | 313.8743 | 393.7677 | 418.5108 | 443.254 | 467.9971 | 492.7403 | 517.4834 | 517.4834 | 517.4834 | 517.4834 | 517.4834 | 517.4834 | 517.4834 | 517.4834 | 517.4834 | 517.4834 | 517.4834 | 517.4834 | 517.4834 | 517.4834 | 517.4834 | 517.4834 | 517.4834 | 517.4834 | 517.4834 | 517.4834 | 517.4834 | 517.4834 | 517.4834 | 517.4834 | 517.4834 | 517.4834 | 517.4834 | 517.4834 | 517.4834 | 517.4834 | 517.4834 | 517.4834 | 517.4834 | 517.4834 | 517.4834 | 517.4834 | 517.4834 | 517.4834 | 517.4834 | 517.4834 | 517.4834 | 517.4834 | 517.4834 | 517.4834 | 517.4834 | 517.4834 | 517.4834 | 517.4834 | 517.4834 | 517.4834 | 517.4834 | 517.4834 | 517.4834 | 517.4834 | 517.4834 | 517.4834 | 517.4834 | 517.4834 | 517.4834 | 517.4834 | 517.4834 | 517.4834 | 517.4834 | 517.4834 | 517.4834 | 517.4834 | 517.4834 | 517.4834 | 517.4834 | 517.4834 | 517.4834
[19 empty] | Fixed opex | Input | £000s
[19 empty] | Variable opex | Input | £000s
[19 empty] | Opex savings | Input | £000s
[19 empty] | Fixed env & social | Input | £000s
[19 empty] | Variable env & social | Input | £000s
[19 empty] | Fixed carbon costs | Input | £000s
[19 empty] | Variable carbon costs | Input | £000s
[19 empty] | Customer willingness to pay | Input | £000s
[19 empty] | Total | Sum of above (excl WAFU) | £000s | 2239.6926 | 2327.2002 | 2419.1792 | 2514.986 | 2613.0273 | 1105.8205 | 1130.5637 | 1155.3068 | 1180.05 | 1204.7931 | 517.4834 | 517.4834 | 517.4834 | 517.4834 | 517.4834 | 517.4834 | 517.4834 | 517.4834 | 517.4834 | 517.4834 | 517.4834 | 517.4834 | 517.4834 | 517.4834 | 517.4834 | 517.4834 | 517.4834 | 517.4834 | 517.4834 | 517.4834 | 517.4834 | 517.4834 | 517.4834 | 517.4834 | 517.4834 | 517.4834 | 517.4834 | 517.4834 | 517.4834 | 517.4834 | 517.4834 | 517.4834 | 517.4834 | 517.4834 | 517.4834 | 517.4834 | 517.4834 | 517.4834 | 517.4834 | 517.4834 | 517.4834 | 517.4834 | 517.4834 | 517.4834 | 517.4834 | 517.4834 | 517.4834 | 517.4834 | 517.4834 | 517.4834 | 517.4834 | 517.4834 | 517.4834 | 517.4834 | 517.4834 | 517.4834 | 517.4834 | 517.4834 | 517.4834 | 517.4834 | 517.4834 | 517.4834 | 517.4834 | 517.4834 | 517.4834 | 517.4834 | 517.4834 | 517.4834 | 517.4834 | 517.4834 | 0 | 0 | 0 | 0 | 0 | 0 | 0 | 0 | 0 | 0 | 0 | 0 | 0 | 0 | 0 | 0 | 0 | 0 | 0 | 0 | 0 | 0 | 0 | 0
| Water efficiency commitment | DM_WEFF_1.5 | Other water efficiency | Y | 2020 | Capacity | 1.8231 | 17054.332 | 11048.2565 | 0 | 0 | 0 | 0 | 11048.2565 | 64.7827 | 64.7827 | 3 | 3 | Gains in WAFU / Savings in demand | Input | Ml/d |  | 0.3529 | 0.71006 | 1.0733 | 1.4441 | 1.8231 | 1.8231 | 1.8231 | 1.8231 | 1.8231 | 1.8231 | 1.8231 | 1.8231 | 1.8231 | 1.8231 | 1.8231 | 1.8231 | 1.8231 | 1.8231 | 1.8231 | 1.8231 | 1.8231 | 1.8231 | 1.8231 | 1.8231 | 1.8231 | 1.8231 | 1.8231 | 1.8231 | 1.8231 | 1.8231 | 1.8231 | 1.8231 | 1.8231 | 1.8231 | 1.8231 | 1.8231 | 1.8231 | 1.8231 | 1.8231 | 1.8231 | 1.8231 | 1.8231 | 1.8231 | 1.8231 | 1.8231 | 1.8231 | 1.8231 | 1.8231 | 1.8231 | 1.8231 | 1.8231 | 1.8231 | 1.8231 | 1.8231 | 1.8231 | 1.8231 | 1.8231 | 1.8231 | 1.8231 | 1.8231 | 1.8231 | 1.8231 | 1.8231 | 1.8231 | 1.8231 | 1.8231 | 1.8231 | 1.8231 | 1.8231 | 1.8231 | 1.8231 | 1.8231 | 1.8231 | 1.8231 | 1.8231 | 1.8231 | 1.8231 | 1.8231 | 1.8231
[19 empty] | Fixed capex | Input | £000s | 1 Year 1: 1143.1154; 2 Year 2: 1152.4595; 3 Year 3: 1165.7948; 4 Year 4: 1182.3617; 5 Year 5: 1200.5096
[19 empty] | Variable capex | Input | £000s
[19 empty] | Financing costs | Input | £000s | 41.1522 | 82.6407 | 124.6093 | 167.1743 | 210.3927 | 210.3927 | 210.3927 | 210.3927 | 210.3927 | 210.3927 | 210.3927 | 210.3927 | 210.3927 | 210.3927 | 210.3927 | 210.3927 | 210.3927 | 210.3927 | 210.3927 | 210.3927 | 210.3927 | 210.3927 | 210.3927 | 210.3927 | 210.3927 | 210.3927 | 210.3927 | 210.3927 | 210.3927 | 210.3927 | 210.3927 | 210.3927 | 210.3927 | 210.3927 | 210.3927 | 210.3927 | 210.3927 | 210.3927 | 210.3927 | 210.3927 | 210.3927 | 210.3927 | 210.3927 | 210.3927 | 210.3927 | 210.3927 | 210.3927 | 210.3927 | 210.3927 | 210.3927 | 210.3927 | 210.3927 | 210.3927 | 210.3927 | 210.3927 | 210.3927 | 210.3927 | 210.3927 | 210.3927 | 210.3927 | 210.3927 | 210.3927 | 210.3927 | 210.3927 | 210.3927 | 210.3927 | 210.3927 | 210.3927 | 210.3927 | 210.3927 | 210.3927 | 210.3927 | 210.3927 | 210.3927 | 210.3927 | 210.3927 | 210.3927 | 210.3927 | 210.3927 | 210.3927
[19 empty] | Fixed opex | Input | £000s
[19 empty] | Variable opex | Input | £000s
[19 empty] | Opex savings | Input | £000s
[19 empty] | Fixed env & social | Input | £000s
[19 empty] | Variable env & social | Input | £000s
[19 empty] | Fixed carbon costs | Input | £000s
[19 empty] | Variable carbon costs | Input | £000s
[19 empty] | Customer willingness to pay | Input | £000s
[19 empty] | Total | Sum of above (excl WAFU) | £000s | 1184.2676 | 1235.1002 | 1290.4042 | 1349.536 | 1410.9023 | 210.3927 | 210.3927 | 210.3927 | 210.3927 | 210.3927 | 210.3927 | 210.3927 | 210.3927 | 210.3927 | 210.3927 | 210.3927 | 210.3927 | 210.3927 | 210.3927 | 210.3927 | 210.3927 | 210.3927 | 210.3927 | 210.3927 | 210.3927 | 210.3927 | 210.3927 | 210.3927 | 210.3927 | 210.3927 | 210.3927 | 210.3927 | 210.3927 | 210.3927 | 210.3927 | 210.3927 | 210.3927 | 210.3927 | 210.3927 | 210.3927 | 210.3927 | 210.3927 | 210.3927 | 210.3927 | 210.3927 | 210.3927 | 210.3927 | 210.3927 | 210.3927 | 210.3927 | 210.3927 | 210.3927 | 210.3927 | 210.3927 | 210.3927 | 210.3927 | 210.3927 | 210.3927 | 210.3927 | 210.3927 | 210.3927 | 210.3927 | 210.3927 | 210.3927 | 210.3927 | 210.3927 | 210.3927 | 210.3927 | 210.3927 | 210.3927 | 210.3927 | 210.3927 | 210.3927 | 210.3927 | 210.3927 | 210.3927 | 210.3927 | 210.3927 | 210.3927 | 210.3927 | 0 | 0 | 0 | 0 | 0 | 0 | 0 | 0 | 0 | 0 | 0 | 0 | 0 | 0 | 0 | 0 | 0 | 0 | 0 | 0 | 0 | 0 | 0 | 0
61.2a | Options to change volume delivered to unmeasured households | [20 empty] | 0 | 0 | 0 | 0 | 0 | 0 | 0 | 0 | 0 | 0 | 0 | 0 | 0 | 0 | 0 | 0 | 0 | 0 | 0 | 0 | 0 | 0 | 0 | 0 | 0 | 0 | 0 | 0 | 0 | 0 | 0 | 0 | 0 | 0 | 0 | 0 | 0 | 0 | 0 | 0 | 0 | 0 | 0 | 0 | 0 | 0 | 0 | 0 | 0 | 0 | 0 | 0 | 0 | 0 | 0 | 0 | 0 | 0 | 0 | 0 | 0 | 0 | 0 | 0 | 0 | 0 | 0 | 0 | 0 | 0 | 0 | 0 | 0 | 0 | 0 | 0 | 0 | 0 | 0 | 0 | 0 | 0 | 0 | 0 | 0 | 0 | 0 | 0 | 0 | 0 | 0 | 0 | 0 | 0 | 0 | 0 | 0 | 0 | 0 | 0 | 0 | 0 | 0 | 0
| AMR Compulsory | DM_WEFF_1.0 | Metering compulsory | N | 2020 | Capacity | 14.4205 | 111421.0316 | 91116.2495 | 1376.5009 | 0 | 0 | 0 | 92492.7503 | 83.0119 | 83.0119 | 3 | 3 | Gains in WAFU / Savings in demand | Input | Ml/d |  | 1.6234 | 3.2335 | 4.8518 | 6.4796 | 8.1171 | 9.3156 | 10.5773 | 11.8606 | 13.1419 | 14.4205 | 14.0337 | 13.7237 | 13.341 | 12.9598 | 12.5795 | 12.4929 | 12.4018 | 12.3036 | 12.1966 | 12.0801 | 12.1195 | 12.1575 | 12.1942 | 12.2297 | 12.264 | 12.264 | 12.264 | 12.264 | 12.264 | 12.264 | 12.264 | 12.264 | 12.264 | 12.264 | 12.264 | 12.264 | 12.264 | 12.264 | 12.264 | 12.264 | 12.264 | 12.264 | 12.264 | 12.264 | 12.264 | 12.264 | 12.264 | 12.264 | 12.264 | 12.264 | 12.264 | 12.264 | 12.264 | 12.264 | 12.264 | 12.264 | 12.264 | 12.264 | 12.264 | 12.264 | 12.264 | 12.264 | 12.264 | 12.264 | 12.264 | 12.264 | 12.264 | 12.264 | 12.264 | 12.264 | 12.264 | 12.264 | 12.264 | 12.264 | 12.264 | 12.264 | 12.264 | 12.264 | 12.264
[19 empty] | Fixed capex | Input | £000s | 4707.3986 | 4746.1336 | 4800.894 | 4859.1862 | 4919.4069 | 3564.8466 | 3607.6726 | 3650.9128 | 3694.5676 | 3738.6021 | 425.8744 | 432.1061 | 438.6868 | 445.5764 | 452.7017 | 1145.0088 | 1152.2794 | 1159.4868 | 1166.55 | 1173.4399 | 1180.2431 | 1187.0464 | 1193.8496 | 1200.6528 | 1207.456 | 525.6202 | 525.6202 | 525.6202 | 525.6202 | 525.6202 | 1210.6875 | 1210.6875 | 1210.6875 | 1210.6875 | 1210.6875 | 1210.6875 | 1210.6875 | 1210.6875 | 1210.6875 | 1210.6875 | 525.6202 | 525.6202 | 525.6202 | 525.6202 | 525.6202 | 1210.6875 | 1210.6875 | 1210.6875 | 1210.6875 | 1210.6875 | 1210.6875 | 1210.6875 | 1210.6875 | 1210.6875 | 1210.6875 | 525.6202 | 525.6202 | 525.6202 | 525.6202 | 525.6202 | 1210.6875 | 1210.6875 | 1210.6875 | 1210.6875 | 1210.6875 | 1210.6875 | 1210.6875 | 1210.6875 | 1210.6875 | 1210.6875 | 525.6202 | 525.6202 | 525.6202 | 525.6202 | 525.6202 | 1210.6875 | 1210.6875 | 1210.6875 | 1210.6875 | 1210.6875
[19 empty] | Variable capex | Input | £000s
[19 empty] | Financing costs | Input | £000s | 169.4664 | 338.9371 | 508.8929 | 679.4515 | 850.6701 | 971.6038 | 1092.5448 | 1213.4941 | 1334.4508 | 1455.4145 | 1455.4145 | 1455.4145 | 1455.4145 | 1455.4145 | 1455.4145 | 1455.4145 | 1455.4145 | 1455.4145 | 1455.4145 | 1455.4145 | 1455.4145 | 1455.4145 | 1455.4145 | 1455.4145 | 1455.4145 | 1455.4145 | 1455.4145 | 1455.4145 | 1455.4145 | 1455.4145 | 1455.4145 | 1455.4145 | 1455.4145 | 1455.4145 | 1455.4145 | 1455.4145 | 1455.4145 | 1455.4145 | 1455.4145 | 1455.4145 | 1455.4145 | 1455.4145 | 1455.4145 | 1455.4145 | 1455.4145 | 1455.4145 | 1455.4145 | 1455.4145 | 1455.4145 | 1455.4145 | 1455.4145 | 1455.4145 | 1455.4145 | 1455.4145 | 1455.4145 | 1455.4145 | 1455.4145 | 1455.4145 | 1455.4145 | 1455.4145 | 1455.4145 | 1455.4145 | 1455.4145 | 1455.4145 | 1455.4145 | 1455.4145 | 1455.4145 | 1455.4145 | 1455.4145 | 1455.4145 | 1455.4145 | 1455.4145 | 1455.4145 | 1455.4145 | 1455.4145 | 1455.4145 | 1455.4145 | 1455.4145 | 1455.4145 | 1455.4145
[19 empty] | Fixed opex | Input | £000s |  | 50 | 50 | 50 | 50 | 50 | 50 | 50 | 50 | 50 | 50 | 50 | 50 | 50 | 50 | 50 | 50 | 50 | 50 | 50 | 50 | 50 | 50 | 50 | 50 | 50 | 50 | 50 | 50 | 50 | 50 | 50 | 50 | 50 | 50 | 50 | 50 | 50 | 50 | 50 | 50 | 50 | 50 | 50 | 50 | 50 | 50 | 50 | 50 | 50 | 50 | 50 | 50 | 50 | 50 | 50 | 50 | 50 | 50 | 50 | 50 | 50 | 50 | 50 | 50 | 50 | 50 | 50 | 50 | 50 | 50 | 50 | 50 | 50 | 50 | 50 | 50 | 50 | 50 | 50
[19 empty] | Variable opex | Input | £000s
[19 empty] | Opex savings | Input | £000s
[19 empty] | Fixed env & social | Input | £000s
[19 empty] | Variable env & social | Input | £000s
[19 empty] | Fixed carbon costs | Input | £000s
[19 empty] | Variable carbon costs | Input | £000s
[19 empty] | Customer willingness to pay | Input | £000s
[19 empty] | Total | Sum of above (excl WAFU) | £000s | 4876.865 | 5135.0707 | 5359.7869 | 5588.6376 | 5820.077 | 4586.4504 | 4750.2174 | 4914.4069 | 5079.0184 | 5244.0166 | 1931.2889 | 1937.5206 | 1944.1013 | 1950.9909 | 1958.1162 | 2650.4233 | 2657.6939 | 2664.9013 | 2671.9645 | 2678.8544 | 2685.6576 | 2692.4609 | 2699.2641 | 2706.0673 | 2712.8705 | 2031.0347 | 2031.0347 | 2031.0347 | 2031.0347 | 2031.0347 | 2716.102 | 2716.102 | 2716.102 | 2716.102 | 2716.102 | 2716.102 | 2716.102 | 2716.102 | 2716.102 | 2716.102 | 2031.0347 | 2031.0347 | 2031.0347 | 2031.0347 | 2031.0347 | 2716.102 | 2716.102 | 2716.102 | 2716.102 | 2716.102 | 2716.102 | 2716.102 | 2716.102 | 2716.102 | 2716.102 | 2031.0347 | 2031.0347 | 2031.0347 | 2031.0347 | 2031.0347 | 2716.102 | 2716.102 | 2716.102 | 2716.102 | 2716.102 | 2716.102 | 2716.102 | 2716.102 | 2716.102 | 2716.102 | 2031.0347 | 2031.0347 | 2031.0347 | 2031.0347 | 2031.0347 | 2716.102 | 2716.102 | 2716.102 | 2716.102 | 2716.102 | 0 | 0 | 0 | 0 | 0 | 0 | 0 | 0 | 0 | 0 | 0 | 0 | 0 | 0 | 0 | 0 | 0 | 0 | 0 | 0 | 0 | 0 | 0 | 0
| AMR Enhanced | DM_WEFF_1.1 | Metering optants | N | 2020 | Capacity | 4.2346 | 26889.7746 | 50192.383 | 1376.5009 | 0 | 0 | 0 | 51568.8839 | 191.7788 | 191.7788 | 3 | 3 | Gains in WAFU / Savings in demand | Input | Ml/d |  | 0.65042 | 1.2723 | 1.9017 | 2.5391 | 3.1841 | 3.3274 | 3.557 | 3.786 | 4.0119 | 4.2346 | 3.996 | 3.8105 | 3.5596 | 3.3024 | 3.0381 | 2.9065 | 2.7707 | 2.6292 | 2.4808 | 2.3247 | 2.3421 | 2.3626 | 2.3864 | 2.4139 | 2.4456 | 2.4456 | 2.4456 | 2.4456 | 2.4456 | 2.4456 | 2.4456 | 2.4456 | 2.4456 | 2.4456 | 2.4456 | 2.4456 | 2.4456 | 2.4456 | 2.4456 | 2.4456 | 2.4456 | 2.4456 | 2.4456 | 2.4456 | 2.4456 | 2.4456 | 2.4456 | 2.4456 | 2.4456 | 2.4456 | 2.4456 | 2.4456 | 2.4456 | 2.4456 | 2.4456 | 2.4456 | 2.4456 | 2.4456 | 2.4456 | 2.4456 | 2.4456 | 2.4456 | 2.4456 | 2.4456 | 2.4456 | 2.4456 | 2.4456 | 2.4456 | 2.4456 | 2.4456 | 2.4456 | 2.4456 | 2.4456 | 2.4456 | 2.4456 | 2.4456 | 2.4456 | 2.4456 | 2.4456
[19 empty] | Fixed capex | Input | £000s | 3167.8789 | 3180.4047 | 3204.2335 | 3229.6433 | 3250.7954 | 1718.9183 | 1717.5132 | 1715.3571 | 1712.8134 | 1710.0638 | 890.1238 | 876.9183 | 859.4885 | 839.8922 | 819.158 | 215.8616 | 217.4116 | 218.4448 | 219.2195 | 219.0906 | 218.5098 | 217.703 | 216.7833 | 215.8072 | 214.8028 | 212.702 | 209.5863 | 205.705 | 201.4409 | 196.9854 | 215.8616 | 217.4116 | 218.4448 | 219.2195 | 219.0906 | 218.5098 | 217.703 | 216.7833 | 215.8072 | 214.8028 | 212.702 | 209.5863 | 205.705 | 201.4409 | 196.9854 | 215.8616 | 217.4116 | 218.4448 | 219.2195 | 219.0906 | 218.5098 | 217.703 | 216.7833 | 215.8072 | 214.8028 | 212.702 | 209.5863 | 205.705 | 201.4409 | 196.9854 | 215.8616 | 217.4116 | 218.4448 | 219.2195 | 219.0906 | 218.5098 | 217.703 | 216.7833 | 215.8072 | 214.8028 | 212.702 | 209.5863 | 205.705 | 201.4409 | 196.9854 | 215.8616 | 217.4116 | 218.4448 | 219.2195 | 219.0906
[19 empty] | Variable capex | Input | £000s
[19 empty] | Financing costs | Input | £000s | 114.0436 | 228.4028 | 343.4831 | 459.3406 | 575.8212 | 637.0162 | 698.023 | 758.8152 | 819.3796 | 879.7097 | 879.7097 | 879.7097 | 879.7097 | 879.7097 | 879.7097 | 879.7097 | 879.7097 | 879.7097 | 879.7097 | 879.7097 | 879.7097 | 879.7097 | 879.7097 | 879.7097 | 879.7097 | 879.7097 | 879.7097 | 879.7097 | 879.7097 | 879.7097 | 879.7097 | 879.7097 | 879.7097 | 879.7097 | 879.7097 | 879.7097 | 879.7097 | 879.7097 | 879.7097 | 879.7097 | 879.7097 | 879.7097 | 879.7097 | 879.7097 | 879.7097 | 879.7097 | 879.7097 | 879.7097 | 879.7097 | 879.7097 | 879.7097 | 879.7097 | 879.7097 | 879.7097 | 879.7097 | 879.7097 | 879.7097 | 879.7097 | 879.7097 | 879.7097 | 879.7097 | 879.7097 | 879.7097 | 879.7097 | 879.7097 | 879.7097 | 879.7097 | 879.7097 | 879.7097 | 879.7097 | 879.7097 | 879.7097 | 879.7097 | 879.7097 | 879.7097 | 879.7097 | 879.7097 | 879.7097 | 879.7097 | 879.7097
[19 empty] | Fixed opex | Input | £000s |  | 50 | 50 | 50 | 50 | 50 | 50 | 50 | 50 | 50 | 50 | 50 | 50 | 50 | 50 | 50 | 50 | 50 | 50 | 50 | 50 | 50 | 50 | 50 | 50 | 50 | 50 | 50 | 50 | 50 | 50 | 50 | 50 | 50 | 50 | 50 | 50 | 50 | 50 | 50 | 50 | 50 | 50 | 50 | 50 | 50 | 50 | 50 | 50 | 50 | 50 | 50 | 50 | 50 | 50 | 50 | 50 | 50 | 50 | 50 | 50 | 50 | 50 | 50 | 50 | 50 | 50 | 50 | 50 | 50 | 50 | 50 | 50 | 50 | 50 | 50 | 50 | 50 | 50 | 50
[19 empty] | Variable opex | Input | £000s
[19 empty] | Opex savings | Input | £000s
[19 empty] | Fixed env & social | Input | £000s
[19 empty] | Variable env & social | Input | £000s
[19 empty] | Fixed carbon costs | Input | £000s
[19 empty] | Variable carbon costs | Input | £000s
[19 empty] | Customer willingness to pay | Input | £000s
[19 empty] | Total | Sum of above (excl WAFU) | £000s | 3281.9225 | 3458.8075 | 3597.7166 | 3738.9838 | 3876.6167 | 2405.9345 | 2465.5362 | 2524.1723 | 2582.193 | 2639.7735 | 1819.8335 | 1806.628 | 1789.1982 | 1769.6019 | 1748.8677 | 1145.5713 | 1147.1213 | 1148.1545 | 1148.9292 | 1148.8002 | 1148.2194 | 1147.4127 | 1146.493 | 1145.5169 | 1144.5124 | 1142.4117 | 1139.296 | 1135.4147 | 1131.1506 | 1126.6951 | 1145.5713 | 1147.1213 | 1148.1545 | 1148.9292 | 1148.8002 | 1148.2194 | 1147.4127 | 1146.493 | 1145.5169 | 1144.5124 | 1142.4117 | 1139.296 | 1135.4147 | 1131.1506 | 1126.6951 | 1145.5713 | 1147.1213 | 1148.1545 | 1148.9292 | 1148.8002 | 1148.2194 | 1147.4127 | 1146.493 | 1145.5169 | 1144.5124 | 1142.4117 | 1139.296 | 1135.4147 | 1131.1506 | 1126.6951 | 1145.5713 | 1147.1213 | 1148.1545 | 1148.9292 | 1148.8002 | 1148.2194 | 1147.4127 | 1146.493 | 1145.5169 | 1144.5124 | 1142.4117 | 1139.296 | 1135.4147 | 1131.1506 | 1126.6951 | 1145.5713 | 1147.1213 | 1148.1545 | 1148.9292 | 1148.8002 | 0 | 0 | 0 | 0 | 0 | 0 | 0 | 0 | 0 | 0 | 0 | 0 | 0 | 0 | 0 | 0 | 0 | 0 | 0 | 0 | 0 | 0 | 0 | 0
| AMR Change of Occupier | DM_WEFF_1.2 | Metering change of occupancy | N | 2020 | Capacity | 6.8659 | 43879.1572 | 69471.8631 | 1376.5009 | 0 | 0 | 0 | 70848.364 | 161.4625 | 161.4625 | 3 | 3 | Gains in WAFU / Savings in demand | Input | Ml/d |  | 1.0952 | 2.1208 | 3.1163 | 4.0826 | 5.021 | 5.38 | 5.8087 | 6.2068 | 6.5734 | 6.8659 | 6.4163 | 6.0377 | 5.5882 | 5.1402 | 4.6952 | 4.539 | 4.379 | 4.214 | 4.0426 | 3.8644 | 3.8933 | 3.9273 | 3.9669 | 4.0127 | 4.0653 | 4.0653 | 4.0653 | 4.0653 | 4.0653 | 4.0653 | 4.0653 | 4.0653 | 4.0653 | 4.0653 | 4.0653 | 4.0653 | 4.0653 | 4.0653 | 4.0653 | 4.0653 | 4.0653 | 4.0653 | 4.0653 | 4.0653 | 4.0653 | 4.0653 | 4.0653 | 4.0653 | 4.0653 | 4.0653 | 4.0653 | 4.0653 | 4.0653 | 4.0653 | 4.0653 | 4.0653 | 4.0653 | 4.0653 | 4.0653 | 4.0653 | 4.0653 | 4.0653 | 4.0653 | 4.0653 | 4.0653 | 4.0653 | 4.0653 | 4.0653 | 4.0653 | 4.0653 | 4.0653 | 4.0653 | 4.0653 | 4.0653 | 4.0653 | 4.0653 | 4.0653 | 4.0653 | 4.0653
[19 empty] | Fixed capex | Input | £000s | 4966.1828 | 4795.2686 | 4645.0149 | 4503.9027 | 4370.4263 | 2692.856 | 2553.0963 | 2419.0121 | 2290.402 | 1958.4365 | 92.3083 | 92.3081 | 92.3079 | 92.3077 | 92.3075 | 629.4815 | 595.0438 | 561.9009 | 530.0219 | 499.4282 | 470.105 | 442.0192 | 415.1304 | 389.3953 | 325.3445 | 92.3066 | 92.3066 | 92.3066 | 92.3066 | 92.3066 | 629.4808 | 595.0433 | 561.9006 | 530.0217 | 499.4282 | 470.105 | 442.0192 | 415.1304 | 389.3953 | 325.3445 | 92.3066 | 92.3066 | 92.3066 | 92.3066 | 92.3066 | 629.4808 | 595.0433 | 561.9006 | 530.0217 | 499.4282 | 470.105 | 442.0192 | 415.1304 | 389.3953 | 325.3445 | 92.3066 | 92.3066 | 92.3066 | 92.3066 | 92.3066 | 629.4808 | 595.0433 | 561.9006 | 530.0217 | 499.4282 | 470.105 | 442.0192 | 415.1304 | 389.3953 | 325.3445 | 92.3066 | 92.3066 | 92.3066 | 92.3066 | 92.3066 | 629.4808 | 595.0433 | 561.9006 | 530.0217 | 499.4282
[19 empty] | Variable capex | Input | £000s
[19 empty] | Financing costs | Input | £000s | 178.7826 | 350.9586 | 517.3009 | 678.1666 | 833.8575 | 928.812 | 1018.4161 | 1102.8978 | 1182.477 | 1249.8544 | 1249.8544 | 1249.8544 | 1249.8544 | 1249.8544 | 1249.8544 | 1249.8544 | 1249.8544 | 1249.8544 | 1249.8544 | 1249.8544 | 1249.8544 | 1249.8544 | 1249.8544 | 1249.8544 | 1249.8544 | 1249.8544 | 1249.8544 | 1249.8544 | 1249.8544 | 1249.8544 | 1249.8544 | 1249.8544 | 1249.8544 | 1249.8544 | 1249.8544 | 1249.8544 | 1249.8544 | 1249.8544 | 1249.8544 | 1249.8544 | 1249.8544 | 1249.8544 | 1249.8544 | 1249.8544 | 1249.8544 | 1249.8544 | 1249.8544 | 1249.8544 | 1249.8544 | 1249.8544 | 1249.8544 | 1249.8544 | 1249.8544 | 1249.8544 | 1249.8544 | 1249.8544 | 1249.8544 | 1249.8544 | 1249.8544 | 1249.8544 | 1249.8544 | 1249.8544 | 1249.8544 | 1249.8544 | 1249.8544 | 1249.8544 | 1249.8544 | 1249.8544 | 1249.8544 | 1249.8544 | 1249.8544 | 1249.8544 | 1249.8544 | 1249.8544 | 1249.8544 | 1249.8544 | 1249.8544 | 1249.8544 | 1249.8544 | 1249.8544
[19 empty] | Fixed opex | Input | £000s |  | 50 | 50 | 50 | 50 | 50 | 50 | 50 | 50 | 50 | 50 | 50 | 50 | 50 | 50 | 50 | 50 | 50 | 50 | 50 | 50 | 50 | 50 | 50 | 50 | 50 | 50 | 50 | 50 | 50 | 50 | 50 | 50 | 50 | 50 | 50 | 50 | 50 | 50 | 50 | 50 | 50 | 50 | 50 | 50 | 50 | 50 | 50 | 50 | 50 | 50 | 50 | 50 | 50 | 50 | 50 | 50 | 50 | 50 | 50 | 50 | 50 | 50 | 50 | 50 | 50 | 50 | 50 | 50 | 50 | 50 | 50 | 50 | 50 | 50 | 50 | 50 | 50 | 50 | 50
[19 empty] | Variable opex | Input | £000s
[19 empty] | Opex savings | Input | £000s
[19 empty] | Fixed env & social | Input | £000s
[19 empty] | Variable env & social | Input | £000s
[19 empty] | Fixed carbon costs | Input | £000s
[19 empty] | Variable carbon costs | Input | £000s
[19 empty] | Customer willingness to pay | Input | £000s
[19 empty] | Total | Sum of above (excl WAFU) | £000s | 5144.9654 | 5196.2272 | 5212.3158 | 5232.0693 | 5254.2837 | 3671.668 | 3621.5123 | 3571.9099 | 3522.8789 | 3258.291 | 1392.1627 | 1392.1626 | 1392.1623 | 1392.1621 | 1392.1619 | 1929.3359 | 1894.8982 | 1861.7554 | 1829.8763 | 1799.2827 | 1769.9594 | 1741.8737 | 1714.9849 | 1689.2497 | 1625.1989 | 1392.161 | 1392.161 | 1392.161 | 1392.161 | 1392.161 | 1929.3352 | 1894.8977 | 1861.7551 | 1829.8761 | 1799.2827 | 1769.9594 | 1741.8737 | 1714.9849 | 1689.2497 | 1625.1989 | 1392.161 | 1392.161 | 1392.161 | 1392.161 | 1392.161 | 1929.3352 | 1894.8977 | 1861.7551 | 1829.8761 | 1799.2827 | 1769.9594 | 1741.8737 | 1714.9849 | 1689.2497 | 1625.1989 | 1392.161 | 1392.161 | 1392.161 | 1392.161 | 1392.161 | 1929.3352 | 1894.8977 | 1861.7551 | 1829.8761 | 1799.2827 | 1769.9594 | 1741.8737 | 1714.9849 | 1689.2497 | 1625.1989 | 1392.161 | 1392.161 | 1392.161 | 1392.161 | 1392.161 | 1929.3352 | 1894.8977 | 1861.7551 | 1829.8761 | 1799.2827 | 0 | 0 | 0 | 0 | 0 | 0 | 0 | 0 | 0 | 0 | 0 | 0 | 0 | 0 | 0 | 0 | 0 | 0 | 0 | 0 | 0 | 0 | 0 | 0
| Top 5 non-exclusive AIC | DM_WEFF_1.3 | Metering compulsory | N | 2020 | Capacity | 15.9927 | 130833.1803 | 69048.0656 | 1354.1175 | 0 | 0 | 0 | 70402.183 | 53.8106 | 53.8106 | 3 | 3 | Gains in WAFU / Savings in demand | Input | Ml/d |  | 1.7675 | 3.5306 | 5.2972 | 7.0672 | 8.8402 | 10.2019 | 11.6485 | 13.0977 | 14.5461 | 15.9927 | 15.6708 | 15.4071 | 15.0922 | 14.7803 | 14.4698 | 14.4938 | 14.5174 | 14.5393 | 14.559 | 14.5765 | 14.6456 | 14.7123 | 14.7767 | 14.839 | 14.8993 | 14.8993 | 14.8993 | 14.8993 | 14.8993 | 14.8993 | 14.8993 | 14.8993 | 14.8993 | 14.8993 | 14.8993 | 14.8993 | 14.8993 | 14.8993 | 14.8993 | 14.8993 | 14.8993 | 14.8993 | 14.8993 | 14.8993 | 14.8993 | 14.8993 | 14.8993 | 14.8993 | 14.8993 | 14.8993 | 14.8993 | 14.8993 | 14.8993 | 14.8993 | 14.8993 | 14.8993 | 14.8993 | 14.8993 | 14.8993 | 14.8993 | 14.8993 | 14.8993 | 14.8993 | 14.8993 | 14.8993 | 14.8993 | 14.8993 | 14.8993 | 14.8993 | 14.8993 | 14.8993 | 14.8993 | 14.8993 | 14.8993 | 14.8993 | 14.8993 | 14.8993 | 14.8993 | 14.8993
[19 empty] | Fixed capex | Input | £000s | 9405.4167 | 3553.7121 | 3553.83 | 3553.9765 | 3554.137 | 2209.1865 | 2209.3574 | 2209.552 | 2209.7256 | 2209.8887 | 162.5621 | 162.7336 | 162.8686 | 162.9985 | 163.0713 | 500.0572 | 500.0544 | 499.995 | 499.9183 | 499.8329 | 499.8329 | 499.8329 | 499.8329 | 499.8329 | 499.8329 | 159.8576 | 159.8576 | 159.8576 | 159.8576 | 159.8576 | 496.8213 | 496.8213 | 496.8213 | 496.8213 | 496.8213 | 496.8213 | 496.8213 | 496.8213 | 496.8213 | 496.8213 | 159.8576 | 159.8576 | 159.8576 | 159.8576 | 159.8576 | 496.8213 | 496.8213 | 496.8213 | 496.8213 | 496.8213 | 496.8213 | 496.8213 | 496.8213 | 496.8213 | 496.8213 | 159.8576 | 159.8576 | 159.8576 | 159.8576 | 159.8576 | 496.8213 | 496.8213 | 496.8213 | 496.8213 | 496.8213 | 496.8213 | 496.8213 | 496.8213 | 496.8213 | 496.8213 | 159.8576 | 159.8576 | 159.8576 | 159.8576 | 159.8576 | 496.8213 | 496.8213 | 496.8213 | 496.8213 | 496.8213
[19 empty] | Variable capex | Input | £000s
[19 empty] | Financing costs | Input | £000s | 338.595 | 460.7738 | 582.9568 | 705.1451 | 827.3391 | 901.115 | 974.8969 | 1048.6859 | 1122.4812 | 1196.2823 | 1196.2823 | 1196.2823 | 1196.2823 | 1196.2823 | 1196.2823 | 1196.2823 | 1196.2823 | 1196.2823 | 1196.2823 | 1196.2823 | 1196.2823 | 1196.2823 | 1196.2823 | 1196.2823 | 1196.2823 | 1196.2823 | 1196.2823 | 1196.2823 | 1196.2823 | 1196.2823 | 1196.2823 | 1196.2823 | 1196.2823 | 1196.2823 | 1196.2823 | 1196.2823 | 1196.2823 | 1196.2823 | 1196.2823 | 1196.2823 | 1196.2823 | 1196.2823 | 1196.2823 | 1196.2823 | 1196.2823 | 1196.2823 | 1196.2823 | 1196.2823 | 1196.2823 | 1196.2823 | 1196.2823 | 1196.2823 | 1196.2823 | 1196.2823 | 1196.2823 | 1196.2823 | 1196.2823 | 1196.2823 | 1196.2823 | 1196.2823 | 1196.2823 | 1196.2823 | 1196.2823 | 1196.2823 | 1196.2823 | 1196.2823 | 1196.2823 | 1196.2823 | 1196.2823 | 1196.2823 | 1196.2823 | 1196.2823 | 1196.2823 | 1196.2823 | 1196.2823 | 1196.2823 | 1196.2823 | 1196.2823 | 1196.2823 | 1196.2823
[19 empty] | Fixed opex | Input | £000s |  | 49.1869 | 49.1869 | 49.1869 | 49.1869 | 49.1869 | 49.1869 | 49.1869 | 49.1869 | 49.1869 | 49.1869 | 49.1869 | 49.1869 | 49.1869 | 49.1869 | 49.1869 | 49.1869 | 49.1869 | 49.1869 | 49.1869 | 49.1869 | 49.1869 | 49.1869 | 49.1869 | 49.1869 | 49.1869 | 49.1869 | 49.1869 | 49.1869 | 49.1869 | 49.1869 | 49.1869 | 49.1869 | 49.1869 | 49.1869 | 49.1869 | 49.1869 | 49.1869 | 49.1869 | 49.1869 | 49.1869 | 49.1869 | 49.1869 | 49.1869 | 49.1869 | 49.1869 | 49.1869 | 49.1869 | 49.1869 | 49.1869 | 49.1869 | 49.1869 | 49.1869 | 49.1869 | 49.1869 | 49.1869 | 49.1869 | 49.1869 | 49.1869 | 49.1869 | 49.1869 | 49.1869 | 49.1869 | 49.1869 | 49.1869 | 49.1869 | 49.1869 | 49.1869 | 49.1869 | 49.1869 | 49.1869 | 49.1869 | 49.1869 | 49.1869 | 49.1869 | 49.1869 | 49.1869 | 49.1869 | 49.1869 | 49.1869
[19 empty] | Variable opex | Input | £000s
[19 empty] | Opex savings | Input | £000s
[19 empty] | Fixed env & social | Input | £000s
[19 empty] | Variable env & social | Input | £000s
[19 empty] | Fixed carbon costs | Input | £000s
[19 empty] | Variable carbon costs | Input | £000s
[19 empty] | Customer willingness to pay | Input | £000s
[19 empty] | Total | Sum of above (excl WAFU) | £000s | 9744.0117 | 4063.6728 | 4185.9737 | 4308.3085 | 4430.663 | 3159.4884 | 3233.4413 | 3307.4249 | 3381.3937 | 3455.3579 | 1408.0314 | 1408.2029 | 1408.3379 | 1408.4678 | 1408.5406 | 1745.5264 | 1745.5236 | 1745.4643 | 1745.3876 | 1745.3022 | 1745.3022 | 1745.3022 | 1745.3022 | 1745.3022 | 1745.3022 | 1405.3268 | 1405.3268 | 1405.3268 | 1405.3268 | 1405.3268 | 1742.2905 | 1742.2905 | 1742.2905 | 1742.2905 | 1742.2905 | 1742.2905 | 1742.2905 | 1742.2905 | 1742.2905 | 1742.2905 | 1405.3268 | 1405.3268 | 1405.3268 | 1405.3268 | 1405.3268 | 1742.2905 | 1742.2905 | 1742.2905 | 1742.2905 | 1742.2905 | 1742.2905 | 1742.2905 | 1742.2905 | 1742.2905 | 1742.2905 | 1405.3268 | 1405.3268 | 1405.3268 | 1405.3268 | 1405.3268 | 1742.2905 | 1742.2905 | 1742.2905 | 1742.2905 | 1742.2905 | 1742.2905 | 1742.2905 | 1742.2905 | 1742.2905 | 1742.2905 | 1405.3268 | 1405.3268 | 1405.3268 | 1405.3268 | 1405.3268 | 1742.2905 | 1742.2905 | 1742.2905 | 1742.2905 | 1742.2905 | 0 | 0 | 0 | 0 | 0 | 0 | 0 | 0 | 0 | 0 | 0 | 0 | 0 | 0 | 0 | 0 | 0 | 0 | 0 | 0 | 0 | 0 | 0 | 0
| Compulsory metering (AMR) | DM_207A | Metering compulsory | N | 2020 | Capacity | 12.2213 | 103467.0875 | 60780.5658 | 1376.5009 | 0 | 0 | 0 | 62157.0667 | 60.0742 | 60.0742 | 3 | 3 | Gains in WAFU / Savings in demand | Input | Ml/d |  | 1.1471 | 2.3107 | 3.4765 | 4.6442 | 5.8134 | 6.9827 | 8.1515 | 9.3194 | 10.4853 | 11.6486 | 11.6865 | 11.7267 | 11.7686 | 11.8122 | 11.8567 | 11.9012 | 11.9455 | 11.9889 | 12.031 | 12.0718 | 12.1112 | 12.1492 | 12.1859 | 12.2213 | 12.2556 | 12.2556 | 12.2556 | 12.2556 | 12.2556 | 12.2556 | 12.2556 | 12.2556 | 12.2556 | 12.2556 | 12.2556 | 12.2556 | 12.2556 | 12.2556 | 12.2556 | 12.2556 | 12.2556 | 12.2556 | 12.2556 | 12.2556 | 12.2556 | 12.2556 | 12.2556 | 12.2556 | 12.2556 | 12.2556 | 12.2556 | 12.2556 | 12.2556 | 12.2556 | 12.2556 | 12.2556 | 12.2556 | 12.2556 | 12.2556 | 12.2556 | 12.2556 | 12.2556 | 12.2556 | 12.2556 | 12.2556 | 12.2556 | 12.2556 | 12.2556 | 12.2556 | 12.2556 | 12.2556 | 12.2556 | 12.2556 | 12.2556 | 12.2556 | 12.2556 | 12.2556 | 12.2556 | 12.2556
[19 empty] | Fixed capex | Input | £000s | 2365.9364 | 2395.3273 | 2436.7524 | 2478.4777 | 2520.5505 | 2562.9941 | 2605.8201 | 2649.0603 | 2692.7151 | 2736.7496 | 425.8744 | 432.1061 | 438.6868 | 445.5764 | 452.7017 | 1145.0088 | 1152.2794 | 1159.4868 | 1166.55 | 1173.4399 | 1180.2431 | 1187.0464 | 1193.8496 | 1200.6528 | 1207.456 | 525.6202 | 525.6202 | 525.6202 | 525.6202 | 525.6202 | 1210.6875 | 1210.6875 | 1210.6875 | 1210.6875 | 1210.6875 | 1210.6875 | 1210.6875 | 1210.6875 | 1210.6875 | 1210.6875 | 525.6202 | 525.6202 | 525.6202 | 525.6202 | 525.6202 | 1210.6875 | 1210.6875 | 1210.6875 | 1210.6875 | 1210.6875 | 1210.6875 | 1210.6875 | 1210.6875 | 1210.6875 | 1210.6875 | 525.6202 | 525.6202 | 525.6202 | 525.6202 | 525.6202 | 1210.6875 | 1210.6875 | 1210.6875 | 1210.6875 | 1210.6875 | 1210.6875 | 1210.6875 | 1210.6875 | 1210.6875 | 1210.6875 | 525.6202 | 525.6202 | 525.6202 | 525.6202 | 525.6202 | 1210.6875 | 1210.6875 | 1210.6875 | 1210.6875 | 1210.6875
[19 empty] | Variable capex | Input | £000s
[19 empty] | Financing costs | Input | £000s | 85.1737 | 170.0154 | 254.8622 | 339.7152 | 424.575 | 509.442 | 594.3163 | 679.1989 | 764.089 | 848.9859 | 848.9859 | 848.9859 | 848.9859 | 848.9859 | 848.9859 | 848.9859 | 848.9859 | 848.9859 | 848.9859 | 848.9859 | 848.9859 | 848.9859 | 848.9859 | 848.9859 | 848.9859 | 848.9859 | 848.9859 | 848.9859 | 848.9859 | 848.9859 | 848.9859 | 848.9859 | 848.9859 | 848.9859 | 848.9859 | 848.9859 | 848.9859 | 848.9859 | 848.9859 | 848.9859 | 848.9859 | 848.9859 | 848.9859 | 848.9859 | 848.9859 | 848.9859 | 848.9859 | 848.9859 | 848.9859 | 848.9859 | 848.9859 | 848.9859 | 848.9859 | 848.9859 | 848.9859 | 848.9859 | 848.9859 | 848.9859 | 848.9859 | 848.9859 | 848.9859 | 848.9859 | 848.9859 | 848.9859 | 848.9859 | 848.9859 | 848.9859 | 848.9859 | 848.9859 | 848.9859 | 848.9859 | 848.9859 | 848.9859 | 848.9859 | 848.9859 | 848.9859 | 848.9859 | 848.9859 | 848.9859 | 848.9859
[19 empty] | Fixed opex | Input | £000s |  | 50 | 50 | 50 | 50 | 50 | 50 | 50 | 50 | 50 | 50 | 50 | 50 | 50 | 50 | 50 | 50 | 50 | 50 | 50 | 50 | 50 | 50 | 50 | 50 | 50 | 50 | 50 | 50 | 50 | 50 | 50 | 50 | 50 | 50 | 50 | 50 | 50 | 50 | 50 | 50 | 50 | 50 | 50 | 50 | 50 | 50 | 50 | 50 | 50 | 50 | 50 | 50 | 50 | 50 | 50 | 50 | 50 | 50 | 50 | 50 | 50 | 50 | 50 | 50 | 50 | 50 | 50 | 50 | 50 | 50 | 50 | 50 | 50 | 50 | 50 | 50 | 50 | 50 | 50
[19 empty] | Variable opex | Input | £000s
[19 empty] | Opex savings | Input | £000s
[19 empty] | Fixed env & social | Input | £000s
[19 empty] | Variable env & social | Input | £000s
[19 empty] | Fixed carbon costs | Input | £000s
[19 empty] | Variable carbon costs | Input | £000s
[19 empty] | Customer willingness to pay | Input | £000s
[19 empty] | Total | Sum of above (excl WAFU) | £000s | 2451.1101 | 2615.3427 | 2741.6145 | 2868.1928 | 2995.1255 | 3122.4361 | 3250.1364 | 3378.2592 | 3506.804 | 3635.7355 | 1324.8604 | 1331.092 | 1337.6728 | 1344.5624 | 1351.6876 | 2043.9947 | 2051.2653 | 2058.4728 | 2065.5359 | 2072.4259 | 2079.2291 | 2086.0323 | 2092.8355 | 2099.6387 | 2106.442 | 1424.6062 | 1424.6062 | 1424.6062 | 1424.6062 | 1424.6062 | 2109.6735 | 2109.6735 | 2109.6735 | 2109.6735 | 2109.6735 | 2109.6735 | 2109.6735 | 2109.6735 | 2109.6735 | 2109.6735 | 1424.6062 | 1424.6062 | 1424.6062 | 1424.6062 | 1424.6062 | 2109.6735 | 2109.6735 | 2109.6735 | 2109.6735 | 2109.6735 | 2109.6735 | 2109.6735 | 2109.6735 | 2109.6735 | 2109.6735 | 1424.6062 | 1424.6062 | 1424.6062 | 1424.6062 | 1424.6062 | 2109.6735 | 2109.6735 | 2109.6735 | 2109.6735 | 2109.6735 | 2109.6735 | 2109.6735 | 2109.6735 | 2109.6735 | 2109.6735 | 1424.6062 | 1424.6062 | 1424.6062 | 1424.6062 | 1424.6062 | 2109.6735 | 2109.6735 | 2109.6735 | 2109.6735 | 2109.6735 | 0 | 0 | 0 | 0 | 0 | 0 | 0 | 0 | 0 | 0 | 0 | 0 | 0 | 0 | 0 | 0 | 0 | 0 | 0 | 0 | 0 | 0 | 0 | 0
| Compulsory metering (AMI) | DM_207S | Metering compulsory | N | 2020 | Capacity | 14.8289 | 124650.1381 | 41241.5685 | 1354.1175 | 0 | 0 | 0 | 42595.686 | 34.1722 | 34.1722 | 3 | 3 | Gains in WAFU / Savings in demand | Input | Ml/d |  | 1.3478 | 2.7252 | 4.1061 | 5.4904 | 6.8777 | 8.2666 | 9.6564 | 11.0467 | 12.4362 | 13.8239 | 13.8905 | 13.9609 | 14.0345 | 14.111 | 14.189 | 14.2671 | 14.3449 | 14.4209 | 14.4949 | 14.5665 | 14.6356 | 14.7022 | 14.7666 | 14.8289 | 14.8891 | 14.8891 | 14.8891 | 14.8891 | 14.8891 | 14.8891 | 14.8891 | 14.8891 | 14.8891 | 14.8891 | 14.8891 | 14.8891 | 14.8891 | 14.8891 | 14.8891 | 14.8891 | 14.8891 | 14.8891 | 14.8891 | 14.8891 | 14.8891 | 14.8891 | 14.8891 | 14.8891 | 14.8891 | 14.8891 | 14.8891 | 14.8891 | 14.8891 | 14.8891 | 14.8891 | 14.8891 | 14.8891 | 14.8891 | 14.8891 | 14.8891 | 14.8891 | 14.8891 | 14.8891 | 14.8891 | 14.8891 | 14.8891 | 14.8891 | 14.8891 | 14.8891 | 14.8891 | 14.8891 | 14.8891 | 14.8891 | 14.8891 | 14.8891 | 14.8891 | 14.8891 | 14.8891 | 14.8891
[19 empty] | Fixed capex | Input | £000s | 7193.3922 | 1341.6876 | 1341.8056 | 1341.952 | 1342.1125 | 1342.28 | 1342.4509 | 1342.6455 | 1342.8191 | 1342.9822 | 162.5263 | 162.6976 | 162.837 | 162.9713 | 163.0485 | 500.0389 | 500.0407 | 499.9859 | 499.9137 | 499.8329 | 499.8329 | 499.8329 | 499.8329 | 499.8329 | 499.8329 | 159.8576 | 159.8576 | 159.8576 | 159.8576 | 159.8576 | 496.8213 | 496.8213 | 496.8213 | 496.8213 | 496.8213 | 496.8213 | 496.8213 | 496.8213 | 496.8213 | 496.8213 | 159.8576 | 159.8576 | 159.8576 | 159.8576 | 159.8576 | 496.8213 | 496.8213 | 496.8213 | 496.8213 | 496.8213 | 496.8213 | 496.8213 | 496.8213 | 496.8213 | 496.8213 | 159.8576 | 159.8576 | 159.8576 | 159.8576 | 159.8576 | 496.8213 | 496.8213 | 496.8213 | 496.8213 | 496.8213 | 496.8213 | 496.8213 | 496.8213 | 496.8213 | 496.8213 | 159.8576 | 159.8576 | 159.8576 | 159.8576 | 159.8576 | 496.8213 | 496.8213 | 496.8213 | 496.8213 | 496.8213
[19 empty] | Variable capex | Input | £000s
[19 empty] | Financing costs | Input | £000s | 258.9621 | 301.508 | 344.0581 | 386.6135 | 429.1747 | 471.7419 | 514.3153 | 556.8956 | 599.4823 | 642.0747 | 642.0747 | 642.0747 | 642.0747 | 642.0747 | 642.0747 | 642.0747 | 642.0747 | 642.0747 | 642.0747 | 642.0747 | 642.0747 | 642.0747 | 642.0747 | 642.0747 | 642.0747 | 642.0747 | 642.0747 | 642.0747 | 642.0747 | 642.0747 | 642.0747 | 642.0747 | 642.0747 | 642.0747 | 642.0747 | 642.0747 | 642.0747 | 642.0747 | 642.0747 | 642.0747 | 642.0747 | 642.0747 | 642.0747 | 642.0747 | 642.0747 | 642.0747 | 642.0747 | 642.0747 | 642.0747 | 642.0747 | 642.0747 | 642.0747 | 642.0747 | 642.0747 | 642.0747 | 642.0747 | 642.0747 | 642.0747 | 642.0747 | 642.0747 | 642.0747 | 642.0747 | 642.0747 | 642.0747 | 642.0747 | 642.0747 | 642.0747 | 642.0747 | 642.0747 | 642.0747 | 642.0747 | 642.0747 | 642.0747 | 642.0747 | 642.0747 | 642.0747 | 642.0747 | 642.0747 | 642.0747 | 642.0747
[19 empty] | Fixed opex | Input | £000s |  | 49.1869 | 49.1869 | 49.1869 | 49.1869 | 49.1869 | 49.1869 | 49.1869 | 49.1869 | 49.1869 | 49.1869 | 49.1869 | 49.1869 | 49.1869 | 49.1869 | 49.1869 | 49.1869 | 49.1869 | 49.1869 | 49.1869 | 49.1869 | 49.1869 | 49.1869 | 49.1869 | 49.1869 | 49.1869 | 49.1869 | 49.1869 | 49.1869 | 49.1869 | 49.1869 | 49.1869 | 49.1869 | 49.1869 | 49.1869 | 49.1869 | 49.1869 | 49.1869 | 49.1869 | 49.1869 | 49.1869 | 49.1869 | 49.1869 | 49.1869 | 49.1869 | 49.1869 | 49.1869 | 49.1869 | 49.1869 | 49.1869 | 49.1869 | 49.1869 | 49.1869 | 49.1869 | 49.1869 | 49.1869 | 49.1869 | 49.1869 | 49.1869 | 49.1869 | 49.1869 | 49.1869 | 49.1869 | 49.1869 | 49.1869 | 49.1869 | 49.1869 | 49.1869 | 49.1869 | 49.1869 | 49.1869 | 49.1869 | 49.1869 | 49.1869 | 49.1869 | 49.1869 | 49.1869 | 49.1869 | 49.1869 | 49.1869
[19 empty] | Variable opex | Input | £000s
[19 empty] | Opex savings | Input | £000s
[19 empty] | Fixed env & social | Input | £000s
[19 empty] | Variable env & social | Input | £000s
[19 empty] | Fixed carbon costs | Input | £000s
[19 empty] | Variable carbon costs | Input | £000s
[19 empty] | Customer willingness to pay | Input | £000s
[19 empty] | Total | Sum of above (excl WAFU) | £000s | 7452.3543 | 1692.3826 | 1735.0506 | 1777.7525 | 1820.4742 | 1863.2088 | 1905.9532 | 1948.7281 | 1991.4883 | 2034.2438 | 853.788 | 853.9593 | 854.0986 | 854.233 | 854.3102 | 1191.3006 | 1191.3023 | 1191.2475 | 1191.1754 | 1191.0946 | 1191.0946 | 1191.0946 | 1191.0946 | 1191.0946 | 1191.0946 | 851.1193 | 851.1193 | 851.1193 | 851.1193 | 851.1193 | 1188.0829 | 1188.0829 | 1188.0829 | 1188.0829 | 1188.0829 | 1188.0829 | 1188.0829 | 1188.0829 | 1188.0829 | 1188.0829 | 851.1193 | 851.1193 | 851.1193 | 851.1193 | 851.1193 | 1188.0829 | 1188.0829 | 1188.0829 | 1188.0829 | 1188.0829 | 1188.0829 | 1188.0829 | 1188.0829 | 1188.0829 | 1188.0829 | 851.1193 | 851.1193 | 851.1193 | 851.1193 | 851.1193 | 1188.0829 | 1188.0829 | 1188.0829 | 1188.0829 | 1188.0829 | 1188.0829 | 1188.0829 | 1188.0829 | 1188.0829 | 1188.0829 | 851.1193 | 851.1193 | 851.1193 | 851.1193 | 851.1193 | 1188.0829 | 1188.0829 | 1188.0829 | 1188.0829 | 1188.0829 | 0 | 0 | 0 | 0 | 0 | 0 | 0 | 0 | 0 | 0 | 0 | 0 | 0 | 0 | 0 | 0 | 0 | 0 | 0 | 0 | 0 | 0 | 0 | 0
| AMR enhanced free metering - Committed | DM_206A_Committed | Metering optants | Y | 2020 | Capacity | 2.6387 | 18425.4105 | 18991.6308 | 1376.5009 | 0 | 0 | 0 | 20368.1317 | 110.5437 | 110.5437 | 3 | 3 | Gains in WAFU / Savings in demand | Input | Ml/d |  | 0.10488 | 0.21031 | 0.3163 | 0.42287 | 0.53002 | 0.63777 | 0.74613 | 0.85511 | 0.96471 | 1.075 | 1.1851 | 1.2956 | 1.4064 | 1.5176 | 1.6291 | 1.7409 | 1.8529 | 1.9651 | 2.0774 | 2.1897 | 2.3021 | 2.4144 | 2.5266 | 2.6387 | 2.7505 | 2.7505 | 2.7505 | 2.7505 | 2.7505 | 2.7505 | 2.7505 | 2.7505 | 2.7505 | 2.7505 | 2.7505 | 2.7505 | 2.7505 | 2.7505 | 2.7505 | 2.7505 | 2.7505 | 2.7505 | 2.7505 | 2.7505 | 2.7505 | 2.7505 | 2.7505 | 2.7505 | 2.7505 | 2.7505 | 2.7505 | 2.7505 | 2.7505 | 2.7505 | 2.7505 | 2.7505 | 2.7505 | 2.7505 | 2.7505 | 2.7505 | 2.7505 | 2.7505 | 2.7505 | 2.7505 | 2.7505 | 2.7505 | 2.7505 | 2.7505 | 2.7505 | 2.7505 | 2.7505 | 2.7505 | 2.7505 | 2.7505 | 2.7505 | 2.7505 | 2.7505 | 2.7505 | 2.7505
[19 empty] | Fixed capex | Input | £000s | 611.5345 | 603.5095 | 606.1095 | 608.7095 | 611.3095 | 613.9095 | 616.5095 | 619.1095 | 621.7095 | 624.3095 | 626.9095 | 629.5095 | 632.1095 | 634.7095 | 637.3095 | 750.7411 | 753.3411 | 755.9411 | 758.5411 | 761.1411 | 763.7411 | 766.3411 | 768.9411 | 771.5411 | 774.1411 | 175.8316 | 175.8316 | 175.8316 | 175.8316 | 175.8316 | 286.6632 | 286.6632 | 286.6632 | 286.6632 | 286.6632 | 286.6632 | 286.6632 | 286.6632 | 286.6632 | 286.6632 | 175.8316 | 175.8316 | 175.8316 | 175.8316 | 175.8316 | 286.6632 | 286.6632 | 286.6632 | 286.6632 | 286.6632 | 286.6632 | 286.6632 | 286.6632 | 286.6632 | 286.6632 | 175.8316 | 175.8316 | 175.8316 | 175.8316 | 175.8316 | 286.6632 | 286.6632 | 286.6632 | 286.6632 | 286.6632 | 286.6632 | 286.6632 | 286.6632 | 286.6632 | 286.6632 | 175.8316 | 175.8316 | 175.8316 | 175.8316 | 175.8316 | 286.6632 | 286.6632 | 286.6632 | 286.6632 | 286.6632
[19 empty] | Variable capex | Input | £000s
[19 empty] | Financing costs | Input | £000s | 22.0152 | 43.7416 | 65.5615 | 87.4751 | 109.4822 | 131.5829 | 153.7773 | 176.0652 | 198.4468 | 198.4468 | 198.4468 | 198.4468 | 198.4468 | 198.4468 | 198.4468 | 198.4468 | 198.4468 | 198.4468 | 198.4468 | 198.4468 | 198.4468 | 198.4468 | 198.4468 | 198.4468 | 198.4468 | 198.4468 | 198.4468 | 198.4468 | 198.4468 | 198.4468 | 198.4468 | 198.4468 | 198.4468 | 198.4468 | 198.4468 | 198.4468 | 198.4468 | 198.4468 | 198.4468 | 198.4468 | 198.4468 | 198.4468 | 198.4468 | 198.4468 | 198.4468 | 198.4468 | 198.4468 | 198.4468 | 198.4468 | 198.4468 | 198.4468 | 198.4468 | 198.4468 | 198.4468 | 198.4468 | 198.4468 | 198.4468 | 198.4468 | 198.4468 | 198.4468 | 198.4468 | 198.4468 | 198.4468 | 198.4468 | 198.4468 | 198.4468 | 198.4468 | 198.4468 | 198.4468 | 198.4468 | 198.4468 | 198.4468 | 198.4468 | 198.4468 | 198.4468 | 198.4468 | 198.4468 | 198.4468 | 198.4468 | 198.4468
[19 empty] | Fixed opex | Input | £000s |  | 50 | 50 | 50 | 50 | 50 | 50 | 50 | 50 | 50 | 50 | 50 | 50 | 50 | 50 | 50 | 50 | 50 | 50 | 50 | 50 | 50 | 50 | 50 | 50 | 50 | 50 | 50 | 50 | 50 | 50 | 50 | 50 | 50 | 50 | 50 | 50 | 50 | 50 | 50 | 50 | 50 | 50 | 50 | 50 | 50 | 50 | 50 | 50 | 50 | 50 | 50 | 50 | 50 | 50 | 50 | 50 | 50 | 50 | 50 | 50 | 50 | 50 | 50 | 50 | 50 | 50 | 50 | 50 | 50 | 50 | 50 | 50 | 50 | 50 | 50 | 50 | 50 | 50 | 50
[19 empty] | Variable opex | Input | £000s
[19 empty] | Opex savings | Input | £000s
[19 empty] | Fixed env & social | Input | £000s
[19 empty] | Variable env & social | Input | £000s
[19 empty] | Fixed carbon costs | Input | £000s
[19 empty] | Variable carbon costs | Input | £000s
[19 empty] | Customer willingness to pay | Input | £000s
[19 empty] | Total | Sum of above (excl WAFU) | £000s | 633.5497 | 697.2511 | 721.671 | 746.1845 | 770.7917 | 795.4924 | 820.2868 | 845.1747 | 870.1563 | 872.7563 | 875.3563 | 877.9563 | 880.5563 | 883.1563 | 885.7563 | 999.1879 | 1001.7879 | 1004.3879 | 1006.9879 | 1009.5879 | 1012.1879 | 1014.7879 | 1017.3879 | 1019.9879 | 1022.5879 | 424.2784 | 424.2784 | 424.2784 | 424.2784 | 424.2784 | 535.11 | 535.11 | 535.11 | 535.11 | 535.11 | 535.11 | 535.11 | 535.11 | 535.11 | 535.11 | 424.2784 | 424.2784 | 424.2784 | 424.2784 | 424.2784 | 535.11 | 535.11 | 535.11 | 535.11 | 535.11 | 535.11 | 535.11 | 535.11 | 535.11 | 535.11 | 424.2784 | 424.2784 | 424.2784 | 424.2784 | 424.2784 | 535.11 | 535.11 | 535.11 | 535.11 | 535.11 | 535.11 | 535.11 | 535.11 | 535.11 | 535.11 | 424.2784 | 424.2784 | 424.2784 | 424.2784 | 424.2784 | 535.11 | 535.11 | 535.11 | 535.11 | 535.11 | 0 | 0 | 0 | 0 | 0 | 0 | 0 | 0 | 0 | 0 | 0 | 0 | 0 | 0 | 0 | 0 | 0 | 0 | 0 | 0 | 0 | 0 | 0 | 0
61.3a | Options to change volume delivered to measured non households | [20 empty] | 0 | 0 | 0 | 0 | 0 | 0 | 0 | 0 | 0 | 0 | 0 | 0 | 0 | 0 | 0 | 0 | 0 | 0 | 0 | 0 | 0 | 0 | 0 | 0 | 0 | 0 | 0 | 0 | 0 | 0 | 0 | 0 | 0 | 0 | 0 | 0 | 0 | 0 | 0 | 0 | 0 | 0 | 0 | 0 | 0 | 0 | 0 | 0 | 0 | 0 | 0 | 0 | 0 | 0 | 0 | 0 | 0 | 0 | 0 | 0 | 0 | 0 | 0 | 0 | 0 | 0 | 0 | 0 | 0 | 0 | 0 | 0 | 0 | 0 | 0 | 0 | 0 | 0 | 0 | 0 | 0 | 0 | 0 | 0 | 0 | 0 | 0 | 0 | 0 | 0 | 0 | 0 | 0 | 0 | 0 | 0 | 0 | 0 | 0 | 0 | 0 | 0 | 0 | 0
61.4a | Options to change volume delivered to unmeasured non households | [20 empty] | 0 | 0 | 0 | 0 | 0 | 0 | 0 | 0 | 0 | 0 | 0 | 0 | 0 | 0 | 0 | 0 | 0 | 0 | 0 | 0 | 0 | 0 | 0 | 0 | 0 | 0 | 0 | 0 | 0 | 0 | 0 | 0 | 0 | 0 | 0 | 0 | 0 | 0 | 0 | 0 | 0 | 0 | 0 | 0 | 0 | 0 | 0 | 0 | 0 | 0 | 0 | 0 | 0 | 0 | 0 | 0 | 0 | 0 | 0 | 0 | 0 | 0 | 0 | 0 | 0 | 0 | 0 | 0 | 0 | 0 | 0 | 0 | 0 | 0 | 0 | 0 | 0 | 0 | 0 | 0 | 0 | 0 | 0 | 0 | 0 | 0 | 0 | 0 | 0 | 0 | 0 | 0 | 0 | 0 | 0 | 0 | 0 | 0 | 0 | 0 | 0 | 0 | 0 | 0
61.5a | Options to reduce water taken unbilled | [20 empty] | 0 | 0 | 0 | 0 | 0 | 0 | 0 | 0 | 0 | 0 | 0 | 0 | 0 | 0 | 0 | 0 | 0 | 0 | 0 | 0 | 0 | 0 | 0 | 0 | 0 | 0 | 0 | 0 | 0 | 0 | 0 | 0 | 0 | 0 | 0 | 0 | 0 | 0 | 0 | 0 | 0 | 0 | 0 | 0 | 0 | 0 | 0 | 0 | 0 | 0 | 0 | 0 | 0 | 0 | 0 | 0 | 0 | 0 | 0 | 0 | 0 | 0 | 0 | 0 | 0 | 0 | 0 | 0 | 0 | 0 | 0 | 0 | 0 | 0 | 0 | 0 | 0 | 0 | 0 | 0 | 0 | 0 | 0 | 0 | 0 | 0 | 0 | 0 | 0 | 0 | 0 | 0 | 0 | 0 | 0 | 0 | 0 | 0 | 0 | 0 | 0 | 0 | 0 | 0
61.6a | Options impacting on measured Non Household - USPL | [20 empty] | 0 | 0 | 0 | 0 | 0 | 0 | 0 | 0 | 0 | 0 | 0 | 0 | 0 | 0 | 0 | 0 | 0 | 0 | 0 | 0 | 0 | 0 | 0 | 0 | 0 | 0 | 0 | 0 | 0 | 0 | 0 | 0 | 0 | 0 | 0 | 0 | 0 | 0 | 0 | 0 | 0 | 0 | 0 | 0 | 0 | 0 | 0 | 0 | 0 | 0 | 0 | 0 | 0 | 0 | 0 | 0 | 0 | 0 | 0 | 0 | 0 | 0 | 0 | 0 | 0 | 0 | 0 | 0 | 0 | 0 | 0 | 0 | 0 | 0 | 0 | 0 | 0 | 0 | 0 | 0 | 0 | 0 | 0 | 0 | 0 | 0 | 0 | 0 | 0 | 0 | 0 | 0 | 0 | 0 | 0 | 0 | 0 | 0 | 0 | 0 | 0 | 0 | 0 | 0
61.7a | Options impacting on unmeasured Non Household - USPL | [20 empty] | 0 | 0 | 0 | 0 | 0 | 0 | 0 | 0 | 0 | 0 | 0 | 0 | 0 | 0 | 0 | 0 | 0 | 0 | 0 | 0 | 0 | 0 | 0 | 0 | 0 | 0 | 0 | 0 | 0 | 0 | 0 | 0 | 0 | 0 | 0 | 0 | 0 | 0 | 0 | 0 | 0 | 0 | 0 | 0 | 0 | 0 | 0 | 0 | 0 | 0 | 0 | 0 | 0 | 0 | 0 | 0 | 0 | 0 | 0 | 0 | 0 | 0 | 0 | 0 | 0 | 0 | 0 | 0 | 0 | 0 | 0 | 0 | 0 | 0 | 0 | 0 | 0 | 0 | 0 | 0 | 0 | 0 | 0 | 0 | 0 | 0 | 0 | 0 | 0 | 0 | 0 | 0 | 0 | 0 | 0 | 0 | 0 | 0 | 0 | 0 | 0 | 0 | 0 | 0
61.8a | Options impacting on measured Household - USPL | [20 empty] | 0 | 0 | 0 | 0 | 0 | 0 | 0 | 0 | 0 | 0 | 0 | 0 | 0 | 0 | 0 | 0 | 0 | 0 | 0 | 0 | 0 | 0 | 0 | 0 | 0 | 0 | 0 | 0 | 0 | 0 | 0 | 0 | 0 | 0 | 0 | 0 | 0 | 0 | 0 | 0 | 0 | 0 | 0 | 0 | 0 | 0 | 0 | 0 | 0 | 0 | 0 | 0 | 0 | 0 | 0 | 0 | 0 | 0 | 0 | 0 | 0 | 0 | 0 | 0 | 0 | 0 | 0 | 0 | 0 | 0 | 0 | 0 | 0 | 0 | 0 | 0 | 0 | 0 | 0 | 0 | 0 | 0 | 0 | 0 | 0 | 0 | 0 | 0 | 0 | 0 | 0 | 0 | 0 | 0 | 0 | 0 | 0 | 0 | 0 | 0 | 0 | 0 | 0 | 0
61.9a | Options impacting on unmeasured Household - USPL | [20 empty] | 0 | 0 | 0 | 0 | 0 | 0 | 0 | 0 | 0 | 0 | 0 | 0 | 0 | 0 | 0 | 0 | 0 | 0 | 0 | 0 | 0 | 0 | 0 | 0 | 0 | 0 | 0 | 0 | 0 | 0 | 0 | 0 | 0 | 0 | 0 | 0 | 0 | 0 | 0 | 0 | 0 | 0 | 0 | 0 | 0 | 0 | 0 | 0 | 0 | 0 | 0 | 0 | 0 | 0 | 0 | 0 | 0 | 0 | 0 | 0 | 0 | 0 | 0 | 0 | 0 | 0 | 0 | 0 | 0 | 0 | 0 | 0 | 0 | 0 | 0 | 0 | 0 | 0 | 0 | 0 | 0 | 0 | 0 | 0 | 0 | 0 | 0 | 0 | 0 | 0 | 0 | 0 | 0 | 0 | 0 | 0 | 0 | 0 | 0 | 0 | 0 | 0 | 0 | 0
61.10a | Options impacting on Void properties - USPL | [20 empty] | 0 | 0 | 0 | 0 | 0 | 0 | 0 | 0 | 0 | 0 | 0 | 0 | 0 | 0 | 0 | 0 | 0 | 0 | 0 | 0 | 0 | 0 | 0 | 0 | 0 | 0 | 0 | 0 | 0 | 0 | 0 | 0 | 0 | 0 | 0 | 0 | 0 | 0 | 0 | 0 | 0 | 0 | 0 | 0 | 0 | 0 | 0 | 0 | 0 | 0 | 0 | 0 | 0 | 0 | 0 | 0 | 0 | 0 | 0 | 0 | 0 | 0 | 0 | 0 | 0 | 0 | 0 | 0 | 0 | 0 | 0 | 0 | 0 | 0 | 0 | 0 | 0 | 0 | 0 | 0 | 0 | 0 | 0 | 0 | 0 | 0 | 0 | 0 | 0 | 0 | 0 | 0 | 0 | 0 | 0 | 0 | 0 | 0 | 0 | 0 | 0 | 0 | 0 | 0
| 0 | 0
| 0 | 0
| 0 | 0
| 0 | 0
| 0 | 0
Start dates | Option Categories
2020-21 | Aquifer recharge
2021-22 | Bulk supply
2022-23 | Conjunctive use
2023-24 | Desalination
2024-25 | Effluent reuse
2025-26 | GW enhancement
2026-27 | GW new
2027-28 | Reservoir enlargement
2028-29 | New reservoir
2029-30 | SW enhancement
2030-31 | SW new
2031-32
2032-33
2033-34 | Active leakage management
2034-35 | Mains repair
2035-36 | Mains replacement (not trunk mains)
2036-37 | Pressure management
2037-38 | Other leakage control
2038-39 | Trunk mains renewal
2039-40 | Pumps
2040-41 | Service reservoir
2041-42
2042-43
2043-44 | Water treatment works loss recovery
2044-45 | Water treatment works capacity increase
Cistern displacement device
Household water audit
Commercial water audit
Customer education / awareness
Other water efficiency
Metering optants
Metering change of occupancy
Metering compulsory
Metering other selective
Supply pipe repairs / replacement
Outdoor water efficiency devices
Retrofitting indoor water efficiency devices
Alternative tariffs
Collaborative R&D
Note on DW1: Author: At year 126 this drops to 2%
Note on V2: The original formulae assumed 80 whatever number was put here. The formulae in this sheet will take account of the number.
Note on X2: Cells X2:CY2 contain a factor to calculate NPV based on variable discount rate - please do not adjust
Note on CY2: Formula can be copied across to the right if appraisal period extends beyond 80 years

## 6. Preferred (Scenario Yr)
Table 6: Preferred list of water management options
DRY YEAR PLANNED GAINS IN WAFU OR SAVINGS IN DEMAND (Ml/d) - TO BE COMPLETED FOR ALL PREFERRED OPTIONS (WAFU gains for each year are individual year gains and not cumulative gains)
Row Ref | Option Name [Insert / delete non-numbered lines to suit] | Option Reference No. |  | Unit | Decimal places | 2017-18 | For info 2017-18 | For info 2018-19 | For info 2019-20 | 2020-21 | 2021-22 | 2022-23 | 2023-24 | 2024-25 | 2025-26 | 2026-27 | 2027-28 | 2028-29 | 2029-2030 | 2030-2031 | 2031-2032 | 2032-33 | 2033-34 | 2034-35 | 2035-36 | 2036-37 | 2037-38 | 2038-39 | 2039-40 | 2040-41 | 2041-42 | 2042-43 | 2043-44 | 2044-45
58 | Resource Management | - |  | Ml/d | 2 | 0 | 0 | 0 | 0 | 0 | 0 | 0 | 0 | 0 | 6.35 | 6.1855 | 6.1809 | 6.1763 | 6.1717 | 6.1671 | 6.1625 | 6.1579 | 6.1533 | 6.1488 | 6.1442 | 6.1396 | 6.135 | 6.1304 | 6.1258 | 6.1212 | 6.1166 | 6.112 | 6.1075 | 6.1029
58.1 | Increase raw water abstractions | - |  | Ml/d | 2 | 0 | 0 | 0 | 0 | 0 | 0 | 0 | 0 | 0 | 6.35 | 6.1855 | 6.1809 | 6.1763 | 6.1717 | 6.1671 | 6.1625 | 6.1579 | 6.1533 | 6.1488 | 6.1442 | 6.1396 | 6.135 | 6.1304 | 6.1258 | 6.1212 | 6.1166 | 6.112 | 6.1075 | 6.1029
| SHPW / SOPW | 1.4.1 |  | Ml/d | 2 | 0 | 0 | 0 | 0 | 0 | 0 | 0 | 0 | 0 | 6.35 | 6.1855 | 6.1809 | 6.1763 | 6.1717 | 6.1671 | 6.1625 | 6.1579 | 6.1533 | 6.1488 | 6.1442 | 6.1396 | 6.135 | 6.1304 | 6.1258 | 6.1212 | 6.1166 | 6.112 | 6.1075 | 6.1029
- | (insert row above) | - |  | - |  | - | - | - | - | bar: 2020-21 to 2044-45
58.2 | Raw water imports | - |  | Ml/d | 2 | 0 | 0 | 0 | 0 | 0 | 0 | 0 | 0 | 0 | 0 | 0 | 0 | 0 | 0 | 0 | 0 | 0 | 0 | 0 | 0 | 0 | 0 | 0 | 0 | 0 | 0 | 0 | 0 | 0
- |  |  |  | Ml/d | 2
- | (insert row above) | - |  | - |  | - | - | - | - | bar: 2020-21 to 2044-45
58.3 | Potable water Imports (input reductions as -ve) | - |  | Ml/d | 2 | 0 | 0 | 0 | 0 | 0 | 0 | 0 | 0 | 0 | 0 | 0 | 0 | 0 | 0 | 0 | 0 | 0 | 0 | 0 | 0 | 0 | 0 | 0 | 0 | 0 | 0 | 0 | 0 | 0
- |  |  |  | Ml/d | 2
- | (insert row above) | - |  | - |  | - | - | - | - | bar: 2020-21 to 2044-45
58.4 | Reduce raw water losses and operational use (input as -ve) | - |  | Ml/d | 2 | 0 | 0 | 0 | 0 | 0 | 0 | 0 | 0 | 0 | 0 | 0 | 0 | 0 | 0 | 0 | 0 | 0 | 0 | 0 | 0 | 0 | 0 | 0 | 0 | 0 | 0 | 0 | 0 | 0
- |  |  |  | Ml/d | 2
- | (insert row above) | - |  | - |  | - | - | - | - | bar: 2020-21 to 2044-45
58.5 | Reduced raw water export (including non potable supplies) |  |  | Ml/d | 2 | 0 | 0 | 0 | 0 | 0 | 0 | 0 | 0 | 0 | 0 | 0 | 0 | 0 | 0 | 0 | 0 | 0 | 0 | 0 | 0 | 0 | 0 | 0 | 0 | 0 | 0 | 0 | 0 | 0
58.51 | Reduce raw water exports (input as -ve) | - |  | Ml/d | 2 | 0 | 0 | 0 | 0 | 0 | 0 | 0 | 0 | 0 | 0 | 0 | 0 | 0 | 0 | 0 | 0 | 0 | 0 | 0 | 0 | 0 | 0 | 0 | 0 | 0 | 0 | 0 | 0 | 0
- |  |  |  | Ml/d | 2
- | (insert row above) | - |  | - |  | - | - | - | - | bar: 2020-21 to 2044-45
58.52 | Reduce non potable supplies (input as -ve) | - |  | Ml/d | 2 | 0 | 0 | 0 | 0 | 0 | 0 | 0 | 0 | 0 | 0 | 0 | 0 | 0 | 0 | 0 | 0 | 0 | 0 | 0 | 0 | 0 | 0 | 0 | 0 | 0 | 0 | 0 | 0 | 0
- |  |  |  | Ml/d | 2
- | (insert row above) | - |  | - |  | - | - | - | - | bar: 2020-21 to 2044-45
58.6 | Reduce potable water exports (input as -ve) | - |  | Ml/d |  | 0 | 0 | 0 | 0 | 0 | 0 | 0 | 0 | 0 | 0 | 0 | 0 | 0 | 0 | 0 | 0 | 0 | 0 | 0 | 0 | 0 | 0 | 0 | 0 | 0 | 0 | 0 | 0 | 0
- |  |  |  | Ml/d | 2
- | (insert row above) | - |  | - |  | - | - | - | - | bar: 2020-21 to 2044-45
58.7 | Other options to increase deployable output | - |  | Ml/d |  | 0 | 0 | 0 | 0 | 0 | 0 | 0 | 0 | 0 | 0 | 0 | 0 | 0 | 0 | 0 | 0 | 0 | 0 | 0 | 0 | 0 | 0 | 0 | 0 | 0 | 0 | 0 | 0 | 0
- |  |  |  | Ml/d | 2
- | (insert row above) | - |  | - |  | - | - | - | - | bar: 2020-21 to 2044-45
59 | Distribution Side Management | - |  |  |  | 0 | 0 | 0 | 0 | -2.4871 | -4.9604 | -7.4197 | -9.8667 | -12.302 | -12.7285 | -13.1536 | -13.5818 | -14.0072 | -14.4322 | -14.8563 | -15.2788 | -15.6993 | -16.118 | -16.5354 | -16.9505 | -17.363 | -17.7708 | -18.1763 | -18.5796 | -18.9808 | -19.381 | -19.7828 | -20.1826 | -20.5798
59.1 | Reduce distribution losses (input as -ve) | - |  | Ml/d | 2 | 0 | 0 | 0 | 0 | -2.4871 | -4.9604 | -7.4197 | -9.8667 | -12.302 | -12.7285 | -13.1536 | -13.5818 | -14.0072 | -14.4322 | -14.8563 | -15.2788 | -15.6993 | -16.118 | -16.5354 | -16.9505 | -17.363 | -17.7708 | -18.1763 | -18.5796 | -18.9808 | -19.381 | -19.7828 | -20.1826 | -20.5798
| Bundle 20 | DM_SST_LEA_20 |  | Ml/d | 2 |  |  |  |  | -0.94489 | -1.8845 | -2.8188 | -5.278 | -7.725 | -8.163 | -8.5992 | -9.0368 | -9.4718 | -9.9059 | -10.339 | -10.7703 | -11.1997 | -11.6273 | -12.0534 | -12.4775 | -12.8991 | -13.3167 | -13.7322 | -14.1454 | -14.5566 | -14.9666 | -15.3774 | -15.7862 | -16.1926
| Live Network | DM_SST_LEA_500 | [7 empty] | -1.5422 | -3.0759 | -4.6009 | -4.5887 | -4.577 | -4.5656 | -4.5544 | -4.5451 | -4.5354 | -4.5262 | -4.5174 | -4.5085 | -4.4996 | -4.4907 | -4.4819 | -4.473 | -4.4639 | -4.4541 | -4.4441 | -4.4342 | -4.4242 | -4.4144 | -4.4054 | -4.3964 | -4.3872
- | (insert row above) | - |  | - |  | - | - | - | - | bar: 2020-21 to 2044-45
59.2 | Reduce distribution system operational use (DSOU) (input as -ve) | - |  | Ml/d | 2 | 0 | 0 | 0 | 0 | 0 | 0 | 0 | 0 | 0 | 0 | 0 | 0 | 0 | 0 | 0 | 0 | 0 | 0 | 0 | 0 | 0 | 0 | 0 | 0 | 0 | 0 | 0 | 0 | 0
- |  |  |  | Ml/d | 2
- | (insert row above) | - |  | - |  | - | - | - | - | bar: 2020-21 to 2044-45
60 | Production Side Management, Specify Below.... | - |  |  | 2 | 0 | 0 | 0 | 0 | 0 | 0 | 0 | 0 | 0 | 0 | 0 | 0 | 0 | 0 | 0 | 0 | 0 | 0 | 0 | 0 | 0 | 0 | 0 | 0 | 0 | 0 | 0 | 0 | 0
60.1 | Reduce treatment works losses (input as -ve) | - |  | Ml/d | 2 | 0 | 0 | 0 | 0 | 0 | 0 | 0 | 0 | 0 | 0 | 0 | 0 | 0 | 0 | 0 | 0 | 0 | 0 | 0 | 0 | 0 | 0 | 0 | 0 | 0 | 0 | 0 | 0 | 0
- |  |  |  | Ml/d | 2
- | (insert row above) | - |  | - |  | - | - | - | - | bar: 2020-21 to 2044-45
60.2 | Reduce outages (input as -ve) | - |  | Ml/d | 2 | 0 | 0 | 0 | 0 | 0 | 0 | 0 | 0 | 0 | 0 | 0 | 0 | 0 | 0 | 0 | 0 | 0 | 0 | 0 | 0 | 0 | 0 | 0 | 0 | 0 | 0 | 0 | 0 | 0
- |  |  |  | Ml/d | 2
- | (insert row above) | - |  | - |  | - | - | - | - | bar: 2020-21 to 2044-45
61 | Customer Side Management | - |  |  | 2 | 0 | 0 | 0 | 0 | -1.4707 | -2.96 | -4.4699 | -6.0003 | -7.5511 | -7.8844 | -8.2198 | -8.5527 | -8.889 | -9.2264 | -9.5645 | -9.9045 | -10.247 | -10.5916 | -10.9378 | -11.2865 | -11.6381 | -11.9946 | -12.3535 | -12.7146 | -13.0779 | -13.4421 | -13.8047 | -14.169 | -14.5357
61.1 | Change volume delivered to measured non households (input reductions as -ve) | - |  | Ml/d | 2 | 0 | 0 | 0 | 0 | -0.029475 | -0.05895 | -0.088425 | -0.1179 | -0.14738 | -0.14738 | -0.14738 | -0.14738 | -0.14738 | -0.14738 | -0.14738 | -0.14738 | -0.14737 | -0.14737 | -0.14738 | -0.14738 | -0.14738 | -0.14737 | -0.14738 | -0.14737 | -0.14737 | -0.14738 | -0.14738 | -0.14737 | -0.14737
- | Water efficiency commitment | DM_WEFF_1.5 |  | Ml/d | 2 |  |  |  |  | -0.029475 | -0.05895 | -0.088425 | -0.1179 | -0.14738 | -0.14738 | -0.14738 | -0.14738 | -0.14738 | -0.14738 | -0.14738 | -0.14738 | -0.14737 | -0.14737 | -0.14738 | -0.14738 | -0.14738 | -0.14737 | -0.14738 | -0.14737 | -0.14737 | -0.14738 | -0.14738 | -0.14737 | -0.14737
- | (insert row above) | - |  | - |  | - | - | - | - | bar: 2020-21 to 2044-45
61.2 | Change volume delivered to unmeasured non households (input reductions as -ve) | - |  | Ml/d | 2 | 0 | 0 | 0 | 0 | 0 | 0 | 0 | 0 | 0 | 0 | 0 | 0 | 0 | 0 | 0 | 0 | 0 | 0 | 0 | 0 | 0 | 0 | 0 | 0 | 0 | 0 | 0 | 0 | 0
- |  |  |  | Ml/d | 2 |  |  |  |  | 0 | 0 | 0 | 0 | 0 | 0 | 0 | 0 | 0 | 0 | 0 | 0 | 0 | 0 | 0 | 0 | 0 | 0 | 0 | 0 | 0 | 0 | 0 | 0 | 0
- | (insert row above) | - |  | - |  | - | - | - | - | bar: 2020-21 to 2044-45
61.3 | Change volume delivered to measured households (input reductions as -ve) | - |  | Ml/d | 2 | 0 | 0 | 0 | 0 | 0.57912 | 1.1707 | 1.7735 | 2.3866 | 3.0094 | 3.8124 | 4.6162 | 5.42 | 6.2249 | 7.0306 | 7.8327 | 8.6348 | 9.4362 | 10.2367 | 11.0358 | 11.8335 | 12.6294 | 13.4234 | 14.2152 | 15.0044 | 15.7908 | 16.5739 | 17.3534 | 18.1293 | 18.0133
| AMR enhanced free metering - Committed | DM_206A_Committed |  | Ml/d | 2 |  |  |  |  | 0.71673 | 1.4608 | 2.2316 | 3.0282 | 3.8504 | 4.6835 | 5.5165 | 6.3481 | 7.1804 | 8.0127 | 8.8408 | 9.6679 | 10.4937 | 11.3178 | 12.1396 | 12.9591 | 13.7761 | 14.5907 | 15.4021 | 16.2102 | 17.0147 | 17.8151 | 18.611 | 19.4025 | 19.295
| Water efficiency commitment | DM_WEFF_1.5 | [7 empty] | -0.13761 | -0.2901 | -0.4581 | -0.64164 | -0.84099 | -0.87106 | -0.90031 | -0.92812 | -0.95551 | -0.98216 | -1.008 | -1.0332 | -1.0576 | -1.0811 | -1.1038 | -1.1256 | -1.1467 | -1.1672 | -1.1869 | -1.2058 | -1.2239 | -1.2412 | -1.2576 | -1.2732 | -1.2817
- | (insert row above) | - |  | - |  | - | - | - | - | bar: 2020-21 to 2044-45
61.4 | Change volume delivered to unmeasured households (input reductions as -ve) | - |  | Ml/d | 2 | 0 | 0 | 0 | 0 | -1.0074 | -2.0321 | -3.0747 | -4.1356 | -5.2151 | -6.1259 | -7.0381 | -7.9509 | -8.8654 | -9.7813 | -10.6936 | -11.6061 | -12.5184 | -13.4301 | -14.3407 | -15.2501 | -16.158 | -17.0643 | -17.9683 | -18.8699 | -19.7686 | -20.664 | -21.5558 | -22.4437 | -22.4396
- | AMR enhanced free metering - Committed | DM_206A_Committed |  | Ml/d | 2 |  |  |  |  | -0.82161 | -1.6711 | -2.5479 | -3.4511 | -4.3804 | -5.3213 | -6.2626 | -7.2032 | -8.1451 | -9.0877 | -10.0259 | -10.9635 | -11.9002 | -12.8355 | -13.7688 | -14.7 | -15.629 | -16.5557 | -17.4795 | -18.3999 | -19.3168 | -20.2295 | -21.1376 | -22.0412 | -22.0455
| Water efficiency commitment | DM_WEFF_1.5 | [7 empty] | -0.18582 | -0.36101 | -0.52677 | -0.68453 | -0.83474 | -0.80468 | -0.77542 | -0.74762 | -0.72023 | -0.69358 | -0.66772 | -0.64258 | -0.61819 | -0.5946 | -0.57194 | -0.55009 | -0.529 | -0.50852 | -0.48884 | -0.46994 | -0.45182 | -0.43453 | -0.41816 | -0.4025 | -0.39408
- | (insert row above) | - |  | - |  | - | - | - | - | bar: 2020-21 to 2044-45
61.5 | Options to reduce water taken unbilled (input as -ve) | - |  | Ml/d | 2 | 0 | 0 | 0 | 0 | 0 | 0 | 0 | 0 | 0 | 0 | 0 | 0 | 0 | 0 | 0 | 0 | 0 | 0 | 0 | 0 | 0 | 0 | 0 | 0 | 0 | 0 | 0 | 0 | 0
- |  |  |  | Ml/d | 2 |  |  |  |  | 0 | 0 | 0 | 0 | 0 | 0 | 0 | 0 | 0 | 0 | 0 | 0 | 0 | 0 | 0 | 0 | 0 | 0 | 0 | 0 | 0 | 0 | 0 | 0 | 0
- | (insert row above) | - |  | - |  | - | - | - | - | bar: 2020-21 to 2044-45
61.6 | Options impacting on measured Non Household - USPL (input reductions as -ve) |  |  | l/pr | 2 | 0 | 0 | 0 | 0 | -0.051591 | -0.10426 | -0.15801 | -0.21284 | -0.26874 | -0.28156 | -0.29457 | -0.30778 | -0.3212 | -0.33481 | -0.34863 | -0.36265 | -0.37687 | -0.39129 | -0.40591 | -0.42073 | -0.43575 | -0.45098 | -0.4664 | -0.48203 | -0.49785 | -0.51388 | -0.53011 | -0.54654 | -0.56317
- | Bundle 20 | DM_SST_LEA_20 |  | Ml/d | 2 |  |  |  |  | -0.0196 | -0.03961 | -0.06003 | -0.11385 | -0.16876 | -0.18056 | -0.19257 | -0.20478 | -0.2172 | -0.22981 | -0.24262 | -0.25564 | -0.26885 | -0.28227 | -0.29588 | -0.3097 | -0.32372 | -0.33794 | -0.35236 | -0.36699 | -0.38181 | -0.39684 | -0.41206 | -0.42749 | -0.44311
| Live Network | DM_SST_LEA_500 | [7 empty] | -0.031991 | -0.064651 | -0.09798 | -0.098983 | -0.099987 | -0.10099 | -0.10199 | -0.103 | -0.104 | -0.105 | -0.10601 | -0.10701 | -0.10801 | -0.10902 | -0.11002 | -0.11103 | -0.11203 | -0.11303 | -0.11404 | -0.11504 | -0.11604 | -0.11705 | -0.11805 | -0.11905 | -0.12006
- | (insert row above) | - |  | - |  | - | - | - | - | bar: 2020-21 to 2044-45
61.7 | Options impacting on unmeasured Non Household - USPL (input reductions as -ve) |  |  | l/pr | 2 | 0 | 0 | 0 | 0 | -0.0052323 | -0.010412 | -0.015538 | -0.020612 | -0.025634 | -0.026452 | -0.02726 | -0.028059 | -0.028848 | -0.029627 | -0.030396 | -0.031155 | -0.031905 | -0.032644 | -0.033374 | -0.034094 | -0.034804 | -0.035504 | -0.036195 | -0.036876 | -0.037543 | -0.038201 | -0.038849 | -0.039486 | -0.040114
- | Bundle 20 | DM_SST_LEA_20 | 0 | Ml/d | 2 | 0 | 0 | 0 | 0 | -0.0019878 | -0.0039556 | -0.0059033 | -0.011026 | -0.016097 | -0.016964 | -0.017821 | -0.018669 | -0.019507 | -0.020335 | -0.021153 | -0.021962 | -0.02276 | -0.023549 | -0.024328 | -0.025097 | -0.025856 | -0.026606 | -0.027345 | -0.028075 | -0.028792 | -0.0295 | -0.030197 | -0.030885 | -0.031563
| Live Network | DM_SST_LEA_500 | 0 | 0 | 0 | 0 | 0 | 0 | 0 | -0.0032445 | -0.0064562 | -0.0096352 | -0.0095861 | -0.009537 | -0.0094879 | -0.0094388 | -0.0093898 | -0.0093407 | -0.0092916 | -0.0092425 | -0.0091934 | -0.0091443 | -0.0090952 | -0.0090461 | -0.008997 | -0.0089479 | -0.0088988 | -0.0088497 | -0.0088006 | -0.0087508 | -0.008701 | -0.0086512 | -0.0086014 | -0.0085516
- | (insert row above) | - |  | - |  | - | - | - | - | bar: 2020-21 to 2044-45
61.8 | Options impacting on measured Household - USPL (input reductions as -ve) |  |  | l/pr | 2 | 0 | 0 | 0 | 0 | -0.34514 | -0.72689 | -1.1455 | -1.6008 | -2.0917 | -2.2602 | -2.4344 | -2.6096 | -2.7918 | -2.9786 | -3.1698 | -3.3659 | -3.5667 | -3.7717 | -3.9798 | -4.1918 | -4.4078 | -4.63 | -4.8554 | -5.0838 | -5.3149 | -5.5473 | -5.7782 | -6.011 | -6.246
- | Bundle 20 | DM_SST_LEA_20 | 0 | Ml/d | 2 | 0 | 0 | 0 | 0 | -0.13112 | -0.27615 | -0.43518 | -0.85633 | -1.3135 | -1.4495 | -1.5915 | -1.7363 | -1.8878 | -2.0445 | -2.206 | -2.3726 | -2.5444 | -2.7208 | -2.901 | -3.0856 | -3.2746 | -3.4695 | -3.6682 | -3.8705 | -4.076 | -4.2838 | -4.4915 | -4.7016 | -4.9145
| Live Network | DM_SST_LEA_500 | 0 | 0 | 0 | 0 | 0 | 0 | 0 | -0.21401 | -0.45073 | -0.7103 | -0.74448 | -0.77822 | -0.8107 | -0.8429 | -0.87328 | -0.90396 | -0.93416 | -0.96384 | -0.99321 | -1.0223 | -1.0508 | -1.0787 | -1.1062 | -1.1332 | -1.1605 | -1.1871 | -1.2133 | -1.2388 | -1.2635 | -1.2867 | -1.3094 | -1.3315
- | (insert row above) | - |  | - |  | - | - | - | - | bar: 2020-21 to 2044-45
61.9 | Options impacting on unmeasured Household - USPL (input reductions as -ve) |  |  | l/pr | 2 | 0 | 0 | 0 | 0 | -0.57358 | -1.1252 | -1.6548 | -2.1656 | -2.6557 | -2.6933 | -2.7265 | -2.7553 | -2.7798 | -2.7999 | -2.8162 | -2.8292 | -2.8392 | -2.8466 | -2.852 | -2.8556 | -2.8576 | -2.858 | -2.8573 | -2.8555 | -2.853 | -2.85 | -2.8467 | -2.8433 | -2.84
- | Bundle 20 | DM_SST_LEA_20 | 0 | Ml/d | 2 | 0 | 0 | 0 | 0 | -0.21791 | -0.42749 | -0.6287 | -1.1584 | -1.6676 | -1.7272 | -1.7824 | -1.8333 | -1.8797 | -1.9218 | -1.9599 | -1.9943 | -2.0254 | -2.0535 | -2.079 | -2.1021 | -2.1229 | -2.1417 | -2.1587 | -2.174 | -2.188 | -2.2008 | -2.2128 | -2.2239 | -2.2346
| Live Network | DM_SST_LEA_500 | 0 | 0 | 0 | 0 | 0 | 0 | 0 | -0.35567 | -0.69775 | -1.0262 | -1.0071 | -0.98805 | -0.96605 | -0.94404 | -0.92205 | -0.90006 | -0.8781 | -0.85633 | -0.83485 | -0.81374 | -0.79311 | -0.77305 | -0.75357 | -0.73467 | -0.71634 | -0.69861 | -0.6815 | -0.665 | -0.64913 | -0.63393 | -0.61936 | -0.60544
- | (insert row above) | - |  | - |  | - | - | - | - | bar: 2020-21 to 2044-45
61.1 | Options impacting on Void properties - USPL (input reductions as -ve) |  |  | l/pr | 2 | 0 | 0 | 0 | 0 | -0.037342 | -0.072841 | -0.10642 | -0.13351 | -0.15625 | -0.16207 | -0.1679 | -0.17372 | -0.17954 | -0.18536 | -0.19119 | -0.19701 | -0.20283 | -0.20865 | -0.21448 | -0.2203 | -0.22612 | -0.23194 | -0.23776 | -0.24359 | -0.24941 | -0.25523 | -0.26105 | -0.26688 | -0.2727
- | Bundle 20 | DM_SST_LEA_20 | 0 | Ml/d | 2 | 0 | 0 | 0 | 0 | -0.014187 | -0.027673 | -0.040429 | -0.071417 | -0.098118 | -0.10394 | -0.10976 | -0.11559 | -0.12141 | -0.12723 | -0.13305 | -0.13887 | -0.1447 | -0.15052 | -0.15634 | -0.16216 | -0.16799 | -0.17381 | -0.17963 | -0.18545 | -0.19128 | -0.1971 | -0.20292 | -0.20874 | -0.21456
| Live Network | DM_SST_LEA_500 | 0 | 0 | 0 | 0 | 0 | 0 | 0 | -0.023155 | -0.045168 | -0.065988 | -0.062089 | -0.058134 | -0.058134 | -0.058134 | -0.058134 | -0.058134 | -0.058134 | -0.058134 | -0.058134 | -0.058134 | -0.058134 | -0.058134 | -0.058134 | -0.058134 | -0.058134 | -0.058134 | -0.058134 | -0.058134 | -0.058134 | -0.058134 | -0.058134 | -0.058134
- | (insert row above) | - |  | - |  | - | - | - | - | bar: 2020-21 to 2044-45
| Company: | South Staffs Water
| Resource Zone Name: | South Staffs WRZ
| Resource Zone Number: | 1
| Planning Scenario Name: | Dry Year Annual Average
| Chosen Level of Service: | 1 in 40 years

## 7. FP Supply
Table 7: Final planning water supply
| Row Ref | Component | Derivation | Unit | Decimal places | 2017-18 | For info 2017-18 | For info 2018-19 | For info 2019-20 | 2020-21 | 2021-22 | 2022-23 | 2023-24 | 2024-25 | 2025-26 | 2026-27 | 2027-28 | 2028-29 | 2029-2030 | 2030-2031 | 2031-2032 | 2032-33 | 2033-34 | 2034-35 | 2035-36 | 2036-37 | 2037-38 | 2038-39 | 2039-40 | 2040-41 | 2041-42 | 2042-43 | 2043-44 | 2044-45
Resources | 1FP | Raw Water Abstracted | 1BL | Ml/d | 2 | 364.9528 | 364.9528 | 366.603 | 367.8563 | 365.1361 | 362.3572 | 359.6101 | 357.1409 | 354.7213 | 355.3074 | 355.711 | 355.9563 | 356.2615 | 349.3762 | 349.2579 | 349.1214 | 348.9836 | 348.8484 | 348.6912 | 348.5353 | 348.4024 | 348.337 | 348.2684 | 348.2005 | 348.1323 | 348.0619 | 347.9274 | 347.8114 | 347.7299
| 2FP | Raw Water Imported | 2BL+ (6. Preferred scenario ref 58.2) | Ml/d | 2 | 0 | 0 | 0 | 0 | 0 | 0 | 0 | 0 | 0 | 0 | 0 | 0 | 0 | 0 | 0 | 0 | 0 | 0 | 0 | 0 | 0 | 0 | 0 | 0 | 0 | 0 | 0 | 0 | 0
| - | - | - | - | 2 | - | - | - | - | bar: 2020-21 to 2044-45
| - | - | - | - | 2 | - | - | - | - | bar: 2020-21 to 2044-45
| - | - | - | - | 2 | - | - | - | - | bar: 2020-21 to 2044-45
| 3FP | Potable Water Imported | 3BL+ (6. Preferred scenario ref 58.3) | Ml/d | 2 | 0 | 0 | 0 | 0 | 0 | 0 | 0 | 0 | 0 | 0 | 0 | 0 | 0 | 0 | 0 | 0 | 0 | 0 | 0 | 0 | 0 | 0 | 0 | 0 | 0 | 0 | 0 | 0 | 0
| - | - | - | - | 2 | - | - | - | - | bar: 2020-21 to 2044-45
| - | - | - | - | 2 | - | - | - | - | bar: 2020-21 to 2044-45
| - | - | - | - | 2 | - | - | - | - | bar: 2020-21 to 2044-45
| - | - | - | - | 2 | - | - | - | - | bar: 2020-21 to 2044-45
Resource (and process) losses | 5FP | Raw Water Exported (raw exports and non potable uses) | 5BL+ (6. Preferred scenario ref 58.5) | Ml/d | 2 | 1.56 | 1.56 | 1.56 | 1.56 | 1.56 | 1.56 | 1.56 | 1.56 | 1.56 | 1.56 | 1.56 | 1.56 | 1.56 | 1.56 | 1.56 | 1.56 | 1.56 | 1.56 | 1.56 | 1.56 | 1.56 | 1.56 | 1.56 | 1.56 | 1.56 | 1.56 | 1.56 | 1.56 | 1.56
| - | - | - | - | 2 | - | - | - | - | bar: 2020-21 to 2044-45
| - | - | - | - | 2 | - | - | - | - | bar: 2020-21 to 2044-45
| - | - | - | - | 2 | - | - | - | - | bar: 2020-21 to 2044-45
| 6FP | Potable Water Exported | 6BL+ (6. Preferred scenario ref 58.6) | Ml/d | 2 | 41.6 | 41.6 | 41.6 | 41.6 | 41.6 | 41.6 | 41.6 | 41.6 | 41.6 | 41.6 | 41.6 | 41.6 | 41.6 | 41.6 | 41.6 | 41.6 | 41.6 | 41.6 | 41.6 | 41.6 | 41.6 | 41.6 | 41.6 | 41.6 | 41.6 | 41.6 | 41.6 | 41.6 | 41.6
| - | - | - | - | 2 | - | - | - | - | bar: 2020-21 to 2044-45
| - | - | - | - | 2 | - | - | - | - | bar: 2020-21 to 2044-45
| - | - | - | - | 2 | - | - | - | - | bar: 2020-21 to 2044-45
| 7FP | Deployable Output | 7BL+ 8BL+ (6. Preferred scenario ref 58.7) + (6. Preferred scenario ref 58.1) |  | 2 | 396.364 | 396.364 | 396.0763 | 395.7886 | 389.501 | 389.2133 | 388.9256 | 388.6379 | 388.3503 | 397.2326 | 396.7804 | 396.4881 | 396.1959 | 395.9036 | 395.6114 | 395.3191 | 395.0268 | 394.7346 | 394.4423 | 394.1501 | 393.8578 | 393.5655 | 393.2733 | 392.981 | 392.6888 | 392.3965 | 392.1042 | 391.812 | 391.5197
| - | - | - | - | 2 | - | - | - | - | bar: 2020-21 to 2044-45
| - | - | - | - | 2 | - | - | - | - | bar: 2020-21 to 2044-45
| - | - | - | - | 2 | - | - | - | - | bar: 2020-21 to 2044-45
| - | - | - | - | 2 | - | - | - | - | bar: 2020-21 to 2044-45
| - | - | - | - | 2 | - | - | - | - | bar: 2020-21 to 2044-45
| 9FP | Raw water losses, treatment works losses and operational use | 9BL+ (6. Preferred scenario ref 60.1)+(6. Preferred scenario ref 58.4) | Ml/d | 2 | 18.63 | 18.63 | 18.63 | 18.63 | 18.63 | 18.63 | 18.63 | 18.63 | 18.63 | 18.815 | 18.815 | 18.815 | 18.815 | 11.6412 | 11.6412 | 11.6412 | 11.6412 | 11.6412 | 11.6412 | 11.6412 | 11.6412 | 11.6412 | 11.6412 | 11.6412 | 11.6412 | 11.6412 | 11.6412 | 11.6412 | 11.6412
| 10FP | Outage allowance | 10BL+ (6. Preferred scenario ref 60.2) | Ml/d | 2 | 8.28 | 8.28 | 8.28 | 8.28 | 8.28 | 8.28 | 8.28 | 8.28 | 8.28 | 8.28 | 8.28 | 8.28 | 8.28 | 8.28 | 8.28 | 8.28 | 8.28 | 8.28 | 8.28 | 8.28 | 8.28 | 8.28 | 8.28 | 8.28 | 8.28 | 8.28 | 8.28 | 8.28 | 8.28
|  | Company: | South Staffs Water
|  | Resource Zone Name: | South Staffs WRZ
|  | Resource Zone Number: | 1
|  | Planning Scenario Name: | Dry Year Annual Average
|  | Chosen Level of Service: | 1 in 40 years
Note on E3: Author: 58.1 has been added into 7FP Deployable Ouput calculations to ensure that it is reflected in final supply-demand balance calculations. Please ensure that you do not double count increases to raw water abstractions and increases to deployable output

## 8. FP Demand
Table 8: Final planning water demand
| Row Ref | Component | Derivation / Impact of preferred options | Unit | Decimal places | 2017-18 | For info 2017-18 | For info 2018-19 | For info 2019-20 | 2020-21 | 2021-22 | 2022-23 | 2023-24 | 2024-25 | 2025-26 | 2026-27 | 2027-28 | 2028-29 | 2029-2030 | 2030-2031 | 2031-2032 | 2032-33 | 2033-34 | 2034-35 | 2035-36 | 2036-37 | 2037-38 | 2038-39 | 2039-40 | 2040-41 | 2041-42 | 2042-43 | 2043-44 | 2044-45
Consumption | 19FP | Water Delivered Measured Non Household | Calculated BL+Preferred options | Ml/d | 2 | 54.3704 | 54.3704 | 54.0374 | 54.0284 | 53.9497 | 53.8802 | 53.8194 | 53.7654 | 53.7174 | 53.7496 | 53.7865 | 53.8292 | 53.8755 | 53.9255 | 53.9789 | 54.0353 | 54.0942 | 54.1548 | 54.2181 | 54.2825 | 54.3484 | 54.4158 | 54.4851 | 54.5548 | 54.6256 | 54.6973 | 54.7699 | 54.8434 | 54.9177
| 20FP | Water Delivered Unmeasured Non Household | Calculated BL+Preferred options | Ml/d | 2 | 2.7179 | 2.7179 | 2.7179 | 2.7179 | 2.7126 | 2.7075 | 2.7023 | 2.6973 | 2.6922 | 2.6914 | 2.6906 | 2.6898 | 2.689 | 2.6882 | 2.6875 | 2.6867 | 2.686 | 2.6852 | 2.6845 | 2.6838 | 2.6831 | 2.6824 | 2.6817 | 2.681 | 2.6803 | 2.6797 | 2.679 | 2.6784 | 2.6778
| 21FP | Water Delivered Measured Household | Calculated BL+Preferred options | Ml/d | 2 | 63.1884 | 63.1884 | 66.7125 | 70.1838 | 73.8132 | 77.3404 | 80.8667 | 84.3779 | 87.825 | 91.6374 | 95.4266 | 99.0175 | 102.6499 | 106.2387 | 109.4201 | 112.536 | 115.593 | 118.5871 | 121.4823 | 124.306 | 127.0794 | 129.8507 | 132.5427 | 135.1616 | 137.7049 | 140.1693 | 142.4892 | 144.7529 | 146.0885
| 22FP | Water Delivered Unmeasured Household | Calculated BL+Preferred options | Ml/d | 2 | 128.6343 | 128.6343 | 127.3318 | 125.612 | 122.171 | 118.7457 | 115.3347 | 112.1112 | 108.901 | 105.9896 | 103.0955 | 100.2192 | 97.3598 | 94.5177 | 91.6691 | 88.8661 | 86.1171 | 83.4309 | 80.8163 | 78.2734 | 75.8023 | 73.4032 | 71.0763 | 68.822 | 66.6403 | 64.5315 | 62.4958 | 60.5334 | 59.5322
| 23FP | Measured Non Household - Consumption | 19FP-34FP | Ml/d | 2 | 53.3632 | 53.3632 | 53.0194 | 52.9995 | 52.9616 | 52.9338 | 52.9158 | 52.9058 | 52.9028 | 52.9371 | 52.976 | 53.0211 | 53.0699 | 53.1227 | 53.179 | 53.2385 | 53.3009 | 53.365 | 53.432 | 53.5003 | 53.5704 | 53.6421 | 53.716 | 53.7905 | 53.8662 | 53.9431 | 54.0211 | 54.1001 | 54.1802
| 24FP | Unmeasured Non Household - Consumption | 20FP-35FP | Ml/d | 2 | 2.6108 | 2.6108 | 2.6114 | 2.6119 | 2.6124 | 2.6129 | 2.6135 | 2.614 | 2.6145 | 2.6151 | 2.6156 | 2.6161 | 2.6167 | 2.6172 | 2.6177 | 2.6183 | 2.6188 | 2.6193 | 2.6199 | 2.6204 | 2.6209 | 2.6215 | 2.622 | 2.6225 | 2.6231 | 2.6236 | 2.6241 | 2.6247 | 2.6252
| 25FP | Measured Household - Consumption | 21FP-36FP | Ml/d | 2 | 57.3298 | 57.3298 | 60.4899 | 63.6055 | 67.2347 | 70.8095 | 74.4209 | 78.0562 | 81.6697 | 85.342 | 89.0016 | 92.4851 | 96.0158 | 99.5143 | 102.6166 | 105.6633 | 108.6605 | 111.6052 | 114.4628 | 117.2586 | 120.013 | 122.7704 | 125.4586 | 128.083 | 130.6417 | 133.1324 | 135.4927 | 137.8054 | 139.198
| 26FP | Unmeasured Household - Consumption | 22FP-37FP | Ml/d | 2 | 116.5438 | 116.5438 | 115.3771 | 113.832 | 111.1521 | 108.4646 | 105.768 | 103.2221 | 100.6676 | 97.9891 | 95.3215 | 92.6656 | 90.0205 | 87.3865 | 84.7387 | 82.1285 | 79.564 | 77.0535 | 74.6053 | 72.2198 | 69.8973 | 67.638 | 65.4427 | 63.3116 | 61.2452 | 59.244 | 57.3085 | 55.4389 | 54.5235
| 27 - | Percentage of consumption driven by climate change | n/a in FP | - | 1 | - | - | - | - | bar: 2020-21 to 2044-45
| 28 - | Volume of consumption driven by climate change | n/a in FP | - | 1 |  | - | - | - | bar: 2020-21 to 2044-45
PCC and consumption by component | 29FP | Measured Household - PCC | (25FP*1,000,000)/(51FP*1,000) | l/h/d | 1 | 125 | 125 | 125 | 125 | 124 | 124 | 124 | 124 | 124 | 124 | 124 | 124 | 125 | 125 | 125 | 125 | 125 | 124 | 124 | 124 | 124 | 124 | 124 | 123 | 123 | 123 | 123 | 123 | 123
| 29.1FP | Measured toilet flushing | Input brief explanation here | l/h/d | 1 | 28.0892 | 28.0892 | 27.2887 | 26.5354 | 25.6064 | 24.916 | 24.2409 | 23.5995 | 22.9873 | 22.3835 | 21.8013 | 21.2268 | 20.8503 | 20.3007 | 20.3144 | 20.3125 | 20.3252 | 20.1715 | 20.1795 | 20.1874 | 20.192 | 20.1959 | 20.1995 | 20.0389 | 20.0394 | 20.0328 | 20.0373 | 20.0206 | 20.0138
| 29.2FP | Measured personal washing | Input brief explanation here | l/h/d | 1 | 53.2472 | 53.2472 | 54.4136 | 55.5625 | 56.2022 | 57.2291 | 58.2005 | 59.1605 | 60.1114 | 61.0096 | 61.8977 | 62.7334 | 64.1209 | 64.9407 | 65.1068 | 65.2229 | 65.3857 | 65.0126 | 65.1595 | 65.3067 | 65.4443 | 65.5812 | 65.7176 | 65.3193 | 65.4453 | 65.548 | 65.6855 | 65.7539 | 65.8556
| 29.3FP | Measured clothes washing | Input brief explanation here | l/h/d | 1 | 15.5465 | 15.5465 | 15.5077 | 15.4669 | 15.2913 | 15.2281 | 15.153 | 15.0783 | 15.004 | 14.9189 | 14.8336 | 14.7385 | 14.7723 | 14.6749 | 14.5936 | 14.5007 | 14.4177 | 14.2169 | 14.1304 | 14.0434 | 13.9538 | 13.8635 | 13.7726 | 13.5702 | 13.4772 | 13.3791 | 13.2877 | 13.182 | 13.0826
| 29.4FP | Measured dish washing | Input brief explanation here | l/h/d | 1 | 12.2689 | 12.2689 | 12.3225 | 12.3704 | 12.3055 | 12.3263 | 12.3346 | 12.3402 | 12.3438 | 12.3364 | 12.327 | 12.3075 | 12.3949 | 12.3714 | 12.3924 | 12.4039 | 12.4242 | 12.3428 | 12.3602 | 12.3776 | 12.3932 | 12.4087 | 12.4241 | 12.3385 | 12.352 | 12.3611 | 12.3767 | 12.3793 | 12.3881
| 29.5FP | Measured miscellaneous internal use | Input brief explanation here | l/h/d | 1 | 14.4512 | 14.4512 | 13.994 | 13.5854 | 13.1031 | 12.7602 | 12.434 | 12.1378 | 11.8662 | 11.6018 | 11.3572 | 11.122 | 10.9983 | 10.7944 | 10.6489 | 10.495 | 10.3553 | 10.1478 | 10.028 | 9.9077 | 9.7981 | 9.6869 | 9.5766 | 9.3943 | 9.296 | 9.2255 | 9.1851 | 9.1569 | 9.1576
| 29.6FP | Measured external use | Input brief explanation here | l/h/d | 1 | 1.4036 | 1.4036 | 1.4534 | 1.5023 | 1.5372 | 1.5824 | 1.6259 | 1.6691 | 1.7121 | 1.7535 | 1.7947 | 1.8346 | 1.8908 | 1.9304 | 1.9756 | 2.0191 | 2.064 | 2.0916 | 2.1356 | 2.1796 | 2.2232 | 2.2666 | 2.3099 | 2.334 | 2.3766 | 2.4185 | 2.4619 | 2.5028 | 2.5451
| 30FP | Unmeasured Household - PCC | (26FP*1,000,000)/(52FP*1,000) | l/h/d | 1 | 134 | 134 | 134 | 134 | 134 | 133 | 133 | 133 | 132 | 132 | 132 | 131 | 131 | 131 | 131 | 130 | 130 | 130 | 130 | 129 | 129 | 129 | 129 | 128 | 128 | 128 | 128 | 128 | 128
| 30.1FP | Unmeasured toilet flushing | Input brief explanation here | l/h/d | 1 | 29.9851 | 29.9851 | 29.1506 | 28.3389 | 27.5077 | 26.4796 | 25.6589 | 24.8404 | 23.8614 | 23.0531 | 22.2473 | 21.2816 | 20.4868 | 19.7094 | 19.6513 | 19.4599 | 19.4206 | 19.369 | 19.3352 | 19.1414 | 19.1142 | 19.0757 | 19.0406 | 18.8618 | 18.8343 | 18.796 | 18.7761 | 18.76 | 18.7334
| 30.2FP | Unmeasured personal washing | Input brief explanation here | l/h/d | 1 | 56.3812 | 56.3812 | 57.1046 | 57.868 | 58.5866 | 58.8602 | 59.5687 | 60.2749 | 60.5657 | 61.2633 | 61.9596 | 62.1801 | 62.8687 | 63.6044 | 63.5215 | 63.0072 | 62.9842 | 62.9212 | 62.9159 | 62.3889 | 62.4043 | 62.3827 | 62.3724 | 61.8904 | 61.904 | 61.8819 | 61.9206 | 61.9723 | 61.9891
| 30.3FP | Unmeasured clothes washing | Input brief explanation here | l/h/d | 1 | 16.1609 | 16.1609 | 16.0408 | 15.9327 | 15.8128 | 15.5761 | 15.4576 | 15.3393 | 15.1182 | 15.0015 | 14.8853 | 14.6576 | 14.5433 | 14.4403 | 14.306 | 14.0756 | 13.9559 | 13.8276 | 13.712 | 13.4837 | 13.3736 | 13.2555 | 13.1399 | 12.9258 | 12.8161 | 12.699 | 12.5943 | 12.4922 | 12.3828
| 30.4FP | Unmeasured dish washing | Input brief explanation here | l/h/d | 1 | 12.802 | 12.802 | 12.7746 | 12.7566 | 12.729 | 12.6067 | 12.5794 | 12.552 | 12.4399 | 12.4129 | 12.3862 | 12.266 | 12.2399 | 12.2233 | 12.1981 | 12.0901 | 12.0764 | 12.0551 | 12.0449 | 11.9349 | 11.9287 | 11.9155 | 11.9044 | 11.8033 | 11.7968 | 11.7836 | 11.7819 | 11.7827 | 11.7768
| 30.5FP | Unmeasured miscellaneous internal use | Input brief explanation here | l/h/d | 1 | 17.2925 | 17.2925 | 17.4883 | 17.6979 | 17.8944 | 17.9557 | 18.1504 | 18.3451 | 18.4141 | 18.6063 | 18.7975 | 18.8438 | 19.0315 | 19.2326 | 19.4162 | 19.4606 | 19.6481 | 19.8138 | 19.9866 | 19.9808 | 20.1354 | 20.2656 | 20.3864 | 20.3386 | 20.439 | 20.5133 | 20.593 | 20.6621 | 20.7044
| 30.6FP | Unmeasured external use | Input brief explanation here | l/h/d | 1 | 1.3634 | 1.3634 | 1.4055 | 1.4487 | 1.4907 | 1.5212 | 1.5629 | 1.6045 | 1.6349 | 1.6761 | 1.7173 | 1.7452 | 1.7861 | 1.8283 | 1.869 | 1.8966 | 1.9386 | 1.9792 | 2.0217 | 2.0469 | 2.0895 | 2.1308 | 2.1723 | 2.197 | 2.2388 | 2.2792 | 2.3217 | 2.3645 | 2.4058
| 31FP | Average Household - PCC | ((25FP+26FP)*1,000,000))/(51FP+52FP*1,000) | l/h/d | 1 | 131.2048 | 131.2048 | 130.8814 | 130.5851 | 130.0164 | 129.492 | 129 | 128.545 | 128.1219 | 127.9726 | 127.8516 | 127.7664 | 127.7026 | 127.6626 | 127.3717 | 127.0894 | 126.8139 | 126.543 | 126.2804 | 126.0259 | 125.7759 | 125.5319 | 125.2953 | 125.0647 | 124.8394 | 124.6133 | 124.3892 | 124.1655 | 123.9409
| 32FP | Water Taken Unbilled | Calculated BL+Preferred options | Ml/d | 1 | 1.2652 | 1.2652 | 1.2652 | 0.96744 | 0.83522 | 0.69631 | 0.55192 | 0.50275 | 0.5266 | 0.55124 | 0.57551 | 0.59958 | 0.62202 | 0.64477 | 0.66716 | 0.68627 | 0.7049 | 0.72312 | 0.74093 | 0.75802 | 0.77462 | 0.79091 | 0.80728 | 0.8231 | 0.83842 | 0.85323 | 0.86752 | 0.88076 | 0.89366
| 33FP | Distribution System Operational Use | Calculated BL+Preferred options | Ml/d | 1 | 1.51 | 1.51 | 1.51 | 1.51 | 1.51 | 1.51 | 1.51 | 1.51 | 1.51 | 1.51 | 1.51 | 1.51 | 1.51 | 1.51 | 1.51 | 1.51 | 1.51 | 1.51 | 1.51 | 1.51 | 1.51 | 1.51 | 1.51 | 1.51 | 1.51 | 1.51 | 1.51 | 1.51 | 1.51
Leakage | 34FP | Measured Non Household - USPL | Calculated BL+Preferred options | Ml/d | 2 | 1.0072 | 1.0072 | 1.018 | 1.0289 | 0.98819 | 0.94639 | 0.90351 | 0.85956 | 0.81452 | 0.81258 | 0.81044 | 0.8081 | 0.80556 | 0.80281 | 0.79987 | 0.79672 | 0.79338 | 0.78983 | 0.78608 | 0.78213 | 0.77798 | 0.77363 | 0.76908 | 0.76432 | 0.75937 | 0.75421 | 0.74886 | 0.7433 | 0.73754
| 35FP | Unmeasured Non Household - USPL | Calculated BL+Preferred options | Ml/d | 2 | 0.10705 | 0.10705 | 0.10652 | 0.10598 | 0.10022 | 0.094509 | 0.08885 | 0.083245 | 0.077692 | 0.076341 | 0.075001 | 0.073671 | 0.07235 | 0.071039 | 0.069738 | 0.068447 | 0.067166 | 0.065894 | 0.064632 | 0.063381 | 0.062138 | 0.060906 | 0.059684 | 0.058471 | 0.057264 | 0.056067 | 0.054879 | 0.053702 | 0.052534
| 36FP | Measured Household - USPL | Calculated BL+Preferred options | Ml/d | 2 | 5.8586 | 5.8586 | 6.2226 | 6.5784 | 6.5785 | 6.5309 | 6.4458 | 6.3217 | 6.1553 | 6.2954 | 6.425 | 6.5323 | 6.6341 | 6.7245 | 6.8035 | 6.8727 | 6.9324 | 6.9819 | 7.0195 | 7.0474 | 7.0665 | 7.0803 | 7.0842 | 7.0786 | 7.0632 | 7.0369 | 6.9966 | 6.9475 | 6.8905
| 37FP | Unmeasured Household - USPL | Calculated BL+Preferred options | Ml/d | 2 | 12.0905 | 12.0905 | 11.9547 | 11.78 | 11.0189 | 10.2811 | 9.5667 | 8.889 | 8.2333 | 8.0005 | 7.774 | 7.5535 | 7.3393 | 7.1312 | 6.9304 | 6.7376 | 6.5531 | 6.3774 | 6.211 | 6.0536 | 5.905 | 5.7651 | 5.6337 | 5.5104 | 5.3951 | 5.2875 | 5.1873 | 5.0945 | 5.0087
| 38FP | Void Properties - USPL | Calculated BL+Preferred options | Ml/d | 2 | 0.89673 | 0.89673 | 0.80696 | 0.77044 | 0.71525 | 0.66119 | 0.60851 | 0.53918 | 0.47358 | 0.46776 | 0.46193 | 0.45611 | 0.45029 | 0.44447 | 0.43864 | 0.43282 | 0.427 | 0.42118 | 0.41535 | 0.40953 | 0.40371 | 0.39789 | 0.39207 | 0.38624 | 0.38042 | 0.3746 | 0.36878 | 0.36295 | 0.35713
| 39FP | Distribution Losses | Calculated BL+Preferred options | Ml/d | 2 | 50.58 | 50.58 | 50.4312 | 50.2763 | 47.639 | 45.0259 | 42.4266 | 39.8473 | 37.2856 | 36.7353 | 36.1895 | 35.66 | 35.13 | 34.6055 | 34.0853 | 33.5671 | 33.0502 | 32.5349 | 32.0225 | 31.5109 | 30.9996 | 30.485 | 29.972 | 29.4606 | 28.9511 | 28.4451 | 27.9459 | 27.4484 | 26.9517
| 40FP | Total Leakage | Sum(34FP:39FP) | Ml/d | 2 | 70.54 | 70.54 | 70.54 | 70.54 | 67.04 | 63.54 | 60.04 | 56.54 | 53.04 | 52.3879 | 51.7358 | 51.0837 | 50.4316 | 49.7795 | 49.1274 | 48.4753 | 47.8233 | 47.1712 | 46.5191 | 45.867 | 45.2149 | 44.5628 | 43.9107 | 43.2586 | 42.6065 | 41.9544 | 41.3023 | 40.6502 | 39.9981
| 41FP | Total Leakage | (40FP*1,000,000)/(48FP*1,000) | l/prop/d | 2 | 119.5615 | 119.5615 | 118.2935 | 117.0288 | 110.0806 | 103.3328 | 96.7138 | 90.2515 | 83.9327 | 82.2117 | 80.5334 | 78.9636 | 77.4035 | 75.8863 | 74.405 | 72.947 | 71.509 | 70.092 | 68.7026 | 67.3296 | 65.9695 | 64.6042 | 63.2586 | 61.9316 | 60.6243 | 59.3434 | 58.1043 | 56.881 | 55.67
Customer: Properties | 42FP | Measured Non Household - Properties | Input (total, excluding voids) | 000's | 2 | 27.9922 | 27.9922 | 28.2944 | 28.5966 | 28.8987 | 29.2009 | 29.5031 | 29.8053 | 30.1074 | 30.4096 | 30.7118 | 31.014 | 31.3161 | 31.6183 | 31.9205 | 32.2227 | 32.5248 | 32.827 | 33.1292 | 33.4314 | 33.7335 | 34.0357 | 34.3379 | 34.6401 | 34.9422 | 35.2444 | 35.5466 | 35.8488 | 36.1509
| 43FP | Unmeasured Non Household - Properties | Input (total, excluding voids) | 000's | 2 | 2.9752 | 2.9752 | 2.9604 | 2.9457 | 2.9309 | 2.9161 | 2.9013 | 2.8865 | 2.8717 | 2.857 | 2.8422 | 2.8274 | 2.8126 | 2.7978 | 2.783 | 2.7683 | 2.7535 | 2.7387 | 2.7239 | 2.7091 | 2.6943 | 2.6796 | 2.6648 | 2.65 | 2.635 | 2.62 | 2.605 | 2.59 | 2.575
| 44FP | All void non-households - properties | Input (voids in each year) | 000's | 2 | 5.469 | 5.469 | 5.469 | 5.469 | 5.469 | 5.469 | 5.469 | 5.469 | 5.469 | 5.469 | 5.469 | 5.469 | 5.469 | 5.469 | 5.469 | 5.469 | 5.469 | 5.469 | 5.469 | 5.469 | 5.469 | 5.469 | 5.469 | 5.469 | 5.469 | 5.469 | 5.469 | 5.469 | 5.469
| 45FP | Measured Household - Properties (excl voids) | Pre-plan year = input. Forecast years = Previous year 45FP + sum(45.1FP:45.6FP) | 000's | 2 | 198.0655 | 198.0655 | 210.3702 | 222.399 | 236.6696 | 250.569 | 264.443 | 278.2408 | 291.8096 | 304.8443 | 317.7141 | 329.8655 | 342.0673 | 354.0381 | 365.7716 | 377.3414 | 388.7487 | 399.9522 | 410.8586 | 421.5692 | 432.1171 | 442.6954 | 453.047 | 463.1785 | 473.0725 | 482.6421 | 491.6836 | 500.4941 | 509.1147
| 45.1FP | New properties | Input (new builds in each year) | 000's | 2 | 3.038 | 3.038 | 6.0367 | 6.157 | 5.9627 | 5.6114 | 5.6067 | 5.3835 | 5.1746 | 5.0096 | 4.8949 | 4.2264 | 4.3268 | 4.1458 | 4.0084 | 3.9699 | 3.9573 | 3.9284 | 3.8315 | 3.8356 | 3.8729 | 4.1033 | 4.0766 | 4.0565 | 4.0189 | 3.8947 | 3.5665 | 3.5354 | 3.5456
| 45.2FP | Meter optants - properties | Input (meter optants in each year) | 000's | 2 | 5.503 | 5.503 | 5.6 | 5.6 | 5.575 | 5.55 | 5.525 | 5.5 | 5.475 | 5.425 | 5.375 | 5.325 | 5.275 | 5.225 | 5.125 | 5 | 4.85 | 4.675 | 4.475 | 4.275 | 4.075 | 3.875 | 3.675 | 3.475 | 3.275 | 3.075 | 2.875 | 2.675 | 2.475
| 45.3FP | Compulsory metering - properties | Input (compulsory meters in each year) | 000's | 2 | 0 | 0 | 0 | 0 | 0 | 0 | 0 | 0 | 0 | 0 | 0 | 0 | 0 | 0 | 0 | 0 | 0 | 0 | 0 | 0 | 0 | 0 | 0 | 0 | 0 | 0 | 0 | 0 | 0
| 45.4FP | Metering on change of occupancy - properties | Input (change of occupancy meters in each year) | 000's | 2 | 0 | 0 | 0 | 0 | 0 | 0 | 0 | 0 | 0 | 0 | 0 | 0 | 0 | 0 | 0 | 0 | 0 | 0 | 0 | 0 | 0 | 0 | 0 | 0 | 0 | 0 | 0 | 0 | 0
| 45.5FP | Selective metering properties | Input (selective meters in each year) | 000's | 2 | 0 | 0 | 0 | 0 | 2.6 | 2.6 | 2.6 | 2.6 | 2.6 | 2.6 | 2.6 | 2.6 | 2.6 | 2.6 | 2.6 | 2.6 | 2.6 | 2.6 | 2.6 | 2.6 | 2.6 | 2.6 | 2.6 | 2.6 | 2.6 | 2.6 | 2.6 | 2.6 | 2.6
| 45.6FP | Other changes to existing metering - properties | Input (other changes to meters in each year) | 000's | 2 | 0 | 0 | 0.66797 | 0.27184 | 0.13285 | 0.13802 | 0.14235 | 0.31426 | 0.31919 | 0 | 0 | 0 | 0 | 0 | 0 | 0 | 0 | 0 | 0 | 0 | 0 | 0 | 0 | 0 | 0 | 0 | 0 | 0 | 0
| 45.7FP | Measured void households - properties | Input (voids in each year) | 000's | 2 | 5.209 | 5.209 | 4.541 | 4.269 | 4.136 | 3.998 | 3.856 | 3.542 | 3.223 | 3.223 | 3.223 | 3.223 | 3.223 | 3.223 | 3.223 | 3.223 | 3.223 | 3.223 | 3.223 | 3.223 | 3.223 | 3.223 | 3.223 | 3.223 | 3.223 | 3.223 | 3.223 | 3.223 | 3.223
| 46FP | Unmeasured households - properties (excl void) | Input (total) | 000's | 2 | 336.0335 | 336.0335 | 332.2602 | 327.4036 | 319.5919 | 311.8193 | 304.0836 | 296.843 | 289.6409 | 281.6159 | 273.6409 | 265.7159 | 257.8409 | 250.0159 | 242.2909 | 234.6909 | 227.2409 | 219.9659 | 212.8909 | 206.0159 | 199.3409 | 192.8659 | 186.5909 | 180.5159 | 174.6409 | 168.9659 | 163.4909 | 158.2159 | 153.1409
| 47FP | Unmeasured void households - properties | Input (voids in each year) | 000's | 2 | 14.245 | 14.245 | 12.418 | 11.675 | 11.312 | 10.934 | 10.545 | 9.685 | 8.813 | 8.813 | 8.813 | 8.813 | 8.813 | 8.813 | 8.813 | 8.813 | 8.813 | 8.813 | 8.813 | 8.813 | 8.813 | 8.813 | 8.813 | 8.813 | 8.813 | 8.813 | 8.813 | 8.813 | 8.813
| 48FP | Total Resource Zone Properties (incl voids) | SUM(42FP:45FP)+45.7FP+46FP+47FP | 000's | 2 | 589.9894 | 589.9894 | 596.3132 | 602.7578 | 609.0081 | 614.9063 | 620.801 | 626.4716 | 631.9347 | 637.2317 | 642.414 | 646.9278 | 651.5419 | 655.9751 | 660.271 | 664.5282 | 668.7729 | 672.9888 | 677.1076 | 681.2306 | 685.3908 | 689.7816 | 694.1456 | 698.4895 | 702.7956 | 706.9774 | 710.8311 | 714.6537 | 718.4865
Customer: Population | 49FP | Measured Non Household - Population | Input (total) | 000's | 2 | 2.9752 | 2.9752 | 2.9604 | 2.9457 | 2.9309 | 2.9161 | 2.9013 | 2.8865 | 2.8717 | 2.857 | 2.8422 | 2.8274 | 2.8126 | 2.7978 | 2.783 | 2.7683 | 2.7535 | 2.7387 | 2.7239 | 2.7091 | 2.6943 | 2.6796 | 2.6648 | 2.65 | 2.635 | 2.62 | 2.605 | 2.59 | 2.575
| 50FP | Unmeasured Non Household - Population | Input (total) | 000's | 2 | 14.6303 | 14.6303 | 14.9505 | 15.2671 | 15.5911 | 15.9173 | 16.2066 | 16.4817 | 16.7827 | 17.0724 | 17.3644 | 17.6559 | 17.9404 | 18.23 | 18.4443 | 18.6608 | 18.947 | 19.1922 | 19.4124 | 19.6474 | 19.849 | 20.0696 | 20.3056 | 20.5198 | 20.7393 | 20.9324 | 21.1354 | 21.3363 | 21.5438
| 51FP | Measured Household - Population | Input (total) | 000's | 2 | 458.614 | 458.614 | 484.3849 | 509.5657 | 540.6687 | 570.9384 | 601.1827 | 631.2824 | 660.8828 | 689.2682 | 717.3346 | 743.7163 | 770.3065 | 796.456 | 822.1695 | 847.4931 | 872.5017 | 897.1965 | 921.268 | 944.9065 | 968.3156 | 991.8243 | 1014.8362 | 1037.4071 | 1059.524 | 1081.2371 | 1102.0077 | 1122.5132 | 1135.753
| 52FP | Unmeasured Household - Population | Input (total) | 000's | 2 | 866.593 | 866.593 | 859.3285 | 849.222 | 831.3646 | 813.5028 | 795.6309 | 778.9506 | 762.272 | 743.3126 | 724.3614 | 705.419 | 686.4865 | 667.5648 | 648.7639 | 630.1414 | 611.7563 | 593.669 | 575.9413 | 558.5804 | 541.5938 | 524.9892 | 508.7743 | 492.9572 | 477.5461 | 462.5493 | 447.975 | 433.8317 | 427.262
| 53FP | Total Resource Zone Population | 49FP+Sum(50FP:52FP) | 000's | 2 | 1342.8125 | 1342.8125 | 1361.6244 | 1377.0005 | 1390.5553 | 1403.2745 | 1415.9215 | 1429.6013 | 1442.8092 | 1452.5102 | 1461.9026 | 1469.6185 | 1477.5461 | 1485.0487 | 1492.1607 | 1499.0636 | 1505.9585 | 1512.7964 | 1519.3456 | 1525.8435 | 1532.4528 | 1539.5627 | 1546.5809 | 1553.5342 | 1560.4444 | 1567.3387 | 1573.7231 | 1580.2712 | 1587.1339
Occupancy | 54FP | Measured Household - Occupancy Rate (average) (excl voids) | 51FP/45FP | h/prop | 1 | 2.3155 | 2.3155 | 2.3025 | 2.2912 | 2.2845 | 2.2786 | 2.2734 | 2.2688 | 2.2648 | 2.2611 | 2.2578 | 2.2546 | 2.2519 | 2.2496 | 2.2478 | 2.246 | 2.2444 | 2.2433 | 2.2423 | 2.2414 | 2.2409 | 2.2404 | 2.24 | 2.2398 | 2.2397 | 2.2402 | 2.2413 | 2.2428 | 2.2308
| 55FP | Unmeasured Household - Occupancy Rate | 52BL/46BL | h/prop | 1 | 2.5789 | 2.5789 | 2.5863 | 2.5938 | 2.6013 | 2.6089 | 2.6165 | 2.6241 | 2.6318 | 2.6395 | 2.6471 | 2.6548 | 2.6624 | 2.6701 | 2.6776 | 2.685 | 2.6921 | 2.6989 | 2.7053 | 2.7113 | 2.7169 | 2.722 | 2.7267 | 2.7308 | 2.7344 | 2.7375 | 2.7401 | 2.742 | 2.79
Metering | 56FP | Total Household Metering penetration (excl. voids) | 45FP/45FP+46FP | % | 0 | 37.08% | 37.08% | 38.77% | 40.45% | 42.55% | 44.55% | 46.51% | 48.38% | 50.19% | 51.98% | 53.73% | 55.39% | 57.02% | 58.61% | 60.15% | 61.65% | 63.11% | 64.52% | 65.87% | 67.17% | 68.43% | 69.65% | 70.83% | 71.96% | 73.04% | 74.07% | 75.05% | 75.98% | 76.88%
| 57FP | Total Household Metering penetration (incl. voids) | 45FP/(45FP+45.7FP+46FP+47FP) | % | 0 | 35.78% | 35.78% | 37.59% | 39.31% | 41.4% | 43.4% | 45.36% | 47.29% | 49.17% | 50.94% | 52.65% | 54.29% | 55.9% | 57.47% | 58.99% | 60.46% | 61.9% | 63.29% | 64.62% | 65.91% | 67.15% | 68.36% | 69.52% | 70.64% | 71.7% | 72.73% | 73.69% | 74.62% | 75.5%
|  | Company: | South Staffs Water
|  | Resource Zone Name: | South Staffs WRZ
|  | Resource Zone Number: | 1
|  | Planning Scenario Name: | Dry Year Annual Average
|  | Chosen Level of Service: | 1 in 40 years

## 9. FP SDB
Table 9: Final planning water supply
| Row Ref | Component | Derivation | Unit | Decimal places | 2017-18 | For info 2017-18 | For info 2018-19 | For info 2019-20 | 2020-21 | 2021-22 | 2022-23 | 2023-24 | 2024-25 | 2025-26 | 2026-27 | 2027-28 | 2028-29 | 2029-2030 | 2030-2031 | 2031-2032 | 2032-33 | 2033-34 | 2034-35 | 2035-36 | 2036-37 | 2037-38 | 2038-39 | 2039-40 | 2040-41 | 2041-42 | 2042-43 | 2043-44 | 2044-45
SDB | 11FP | Distribution Input | 19FP+20FP+21FP+22FP+32FP+33FP+38FP+39FP | Ml/d | 2 | 303.1628 | 303.1628 | 304.813 | 306.0663 | 303.3461 | 300.5672 | 297.8201 | 295.3509 | 292.9313 | 293.3324 | 293.736 | 293.9813 | 294.2865 | 294.575 | 294.4567 | 294.3202 | 294.1823 | 294.0472 | 293.89 | 293.7341 | 293.6011 | 293.5358 | 293.4672 | 293.3993 | 293.331 | 293.2607 | 293.1262 | 293.0101 | 292.9287
| 12FP | Water Available For Use (own sources) | 7FP-(9FP+10FP) | Ml/d | 2 | 369.454 |  |  |  | 362.591 | 362.3033 | 362.0156 | 361.7279 | 361.4403 | 370.1376 | 369.6854 | 369.3931 | 369.1009 | 375.9824 | 375.6901 | 375.3979 | 375.1056 | 374.8134 | 374.5211 | 374.2288 | 373.9366 | 373.6443 | 373.3521 | 373.0598 | 372.7675 | 372.4753 | 372.183 | 371.8908 | 371.5985
| 13FP | Total Water Available For Use | 12FP+(2FP+3FP)-(5FP+6FP) | Ml/d | 2 | 326.294 |  |  |  | 319.431 | 319.1433 | 318.8556 | 318.5679 | 318.2803 | 326.9776 | 326.5254 | 326.2331 | 325.9409 | 332.8224 | 332.5301 | 332.2379 | 331.9456 | 331.6534 | 331.3611 | 331.0688 | 330.7766 | 330.4843 | 330.1921 | 329.8998 | 329.6075 | 329.3153 | 329.023 | 328.7308 | 328.4385
| 14FP | Target headroom (climate change component) | Input | Ml/d | 2 | 0.3 | 0.3 | 0.36 | 0.4 | 0.45 | 0.52 | 0.57 | 0.62 | 0.69 | 0.75 | 0.8 | 0.86 | 0.92 | 0.99 | 0.98 | 0.98 | 1 | 1 | 1 | 1.01 | 1 | 0.99 | 1.02 | 1 | 1.01 | 1.02 | 1.02 | 0.99 | 1
| 15FP | Target headroom (All other components) | Input | Ml/d | 2 | 6.75 | 6.75 | 6.83 | 6.89 | 7.11 | 7.3 | 7.39 | 7.64 | 7.88 | 8 | 8.21 | 8.36 | 8.69 | 8.92 | 8.6 | 8.32 | 8.21 | 8.06 | 7.9 | 7.74 | 7.53 | 7.46 | 7.38 | 7.19 | 7.09 | 7.05 | 7.01 | 6.79 | 6.77
| 16FP | Target Headroom | 14FP+15FP | Ml/d | 2 | 7.05 | 7.05 | 7.19 | 7.29 | 7.56 | 7.82 | 7.96 | 8.26 | 8.57 | 8.75 | 9.01 | 9.22 | 9.61 | 9.91 | 9.58 | 9.3 | 9.21 | 9.06 | 8.9 | 8.75 | 8.53 | 8.45 | 8.4 | 8.19 | 8.1 | 8.07 | 8.03 | 7.78 | 7.77
| 17FP | Available Headroom | 13FP-11FP | Ml/d | 2 | 23.1312 |  |  |  | 16.0849 | 18.5761 | 21.0355 | 23.217 | 25.3489 | 33.6452 | 32.7894 | 32.2519 | 31.6543 | 38.2474 | 38.0734 | 37.9177 | 37.7633 | 37.6062 | 37.4711 | 37.3348 | 37.1754 | 36.9486 | 36.7249 | 36.5005 | 36.2765 | 36.0546 | 35.8968 | 35.7206 | 35.5098
| 18FP | Supply Demand Balance | 17FP-16FP | Ml/d | 2 | 16.0812 |  |  |  | 8.5249 | 10.7561 | 13.0755 | 14.957 | 16.7789 | 24.8952 | 23.7794 | 23.0319 | 22.0443 | 28.3374 | 28.4934 | 28.6177 | 28.5533 | 28.5462 | 28.5711 | 28.5848 | 28.6454 | 28.4986 | 28.3249 | 28.3105 | 28.1765 | 27.9846 | 27.8668 | 27.9406 | 27.7398
|  | Company: | South Staffs Water
|  | Resource Zone Name: | South Staffs WRZ
|  | Resource Zone Number: | 1
|  | Planning Scenario Name: | Dry Year Annual Average
|  | Chosen Level of Service: | 1 in 40 years

## 10. Drought plan links
Table 10: Drought plan links and Deployable Output Overview
10.1 Planning scenarios |  |  |  |  | 10.2 Water resources management plan | [7 empty] | 10.3 Drought plan | [5 empty] | 10.4 Demand
Drought Scenarios | Drought Description | Drought Severity | Plan in which scenario is used (highlights overlaps) |  | WRMP DO of Sources (not including drought measures) | WRMP Additional Yield from Drought Supply Measures (e.g. drought permits or orders) |  |  | WRMP Impact on DO of drought plan Demand Restrictions (e.g. TUBs) |  |  | WRMP DO Levels of Service | Drought Plan Additional Yield from Further Supply Measures (e.g. drought permits or orders) |  |  | Drought Plan Impact on DO of Further Demand Restrictions (e.g. TUBs) |  |  | Unrestricted Demand | Restricted Demand
|  |  | WRMP | Drought Plan | DO (Ml/d) | Description | Marginal Benefit (Ml/d) | DO (Ml/d) | Description | Marginal Benefit (Ml/d) | DO (Ml/d) | DO (Ml/d) | Description | Marginal Benefit (Ml/d) | DO (Ml/d) | Description | Marginal Benefit (Ml/d) | DO (Ml/d) | Ml/d | Ml/d
Historic Droughts | 1976 | 0.5% chance in any given year | Y | Y | 327 | (1) (2) (3) | 5 | 332 | (4) | 1 | 333 | 338 | (8) (9) | 10 | 343 | (5) | 5 | 348 | 303.1628 | 297.1628
| 2011 | 2% chance in any given year | Y | Y | 314 | (1) (2) (3) | 22 | 336 | (4) | 2 | 338 | 338 | (8) (9) | 8.7 | 346.7 | (5) | 2 | 348.7 | 303.1628 | 299.1628
Additional Drought Scenarios | 200 | Severe Drought | N | Y | 301 | (1) (2) (3) | 12 | 313 | (4) | 0 | 313 |  | (8) (9) | 18.6 | 331.6 | (5) (6) | 8 | 339.6 | 303.1628 | 295.1628
| 500 | Extreme Drought | N | N | 298 | (1) (2) (3) | 13 | 311 | (4) | 0 | 311 |  | (8) (9) | 16.7 | 327.7 | (5) (6) | 8 | 335.7 | 303.1628 | 295.1628
BL DO minus (losses + potable exports) highlighted in yellow
10.5 Summary report
WRMP DO Overview | [8 empty] | Drought Plan Overview
Definition of DO: For the purposes of this table this is defined as water available for use by customers excluding outage and climate change Definition of demand: for the purposes of this table this is defined as distribution input DO Approach: for historic droughts use Aquator modelling over full 1884 - 2014 series to calculate No Restrictions and Levels of Service DO results. For extreme droughts, Aquator modelling carried out drought years only giving NR results only LoS: Temporary Use Ban not required more than 1 year in every 40 years Constraint on DO: individual groundwater sites variously constrained by treatment, pumps, licence etc. Supply system as a whole constrained by conjunctive use capacity and flows in Upper Blithe and River Severn Critical Year(s) For the historic sequence critical years are 1896, 1976 & 2011 Data length, quality: Full data length is 1884 - 2014 Approach to Drought Severity: | [8 empty] | Individual measures available in drought plan (not all selected in scenarios): (1) Blithfield Reservoir Conservation Measures - this allows storage to be conserved in the winter and spring when water is available in the River Severn (2) Use of Nethertown Pumpback - this allows the 22.7 Ml/d compensation release to the River Blithe plus any downstream runoff to be recirculated back to the Reservoir. Use is constrained by a HOF condition for the River Trent at North Muskham (3) Blithfield Potable Infusion - this allows up to 18 Ml/d of surplus treated water from our mains network to be pumped up to Blithfield Reservoir. This surplus is available between October and March. (4) Appeals for Restraint - publicity campaigns generate up to 3% reductions in customer demand (5) Temporary Use Ban - restrictions in use of hosepipes generate up to 6.23 % additional reductions in customer demand (6) Non Essential Use Ban - restrictions in selected non-household uses generate up to 5.87% reductions in addition (7) Operation of Blithfield Reservoir at Low Levels permits continued output at low rates subject to additional treatment constraints - no estimate of savings included here (8) Nethertown Drought Permit allows pumpback to operate at 20 Ml/d when River Trent HOF in operation (9) ) Hampton Loade Drought Order counteracts the Environment Agency River Severn Drought Order requiring 5% abstraction reduction (10) Rota Cuts allow minimum supplies to be made to customers - not predicted to be required and no estimate of savings made (11) Leakage reductions - various measures to control leakage/ bring forward schemes for reduction, no estimate of savings included here
Additional Drought Scenarios | [8 empty] | Drought Supply Measures and Demand Restrictions Further Details
Historic Drought Scenarios have been selected based on the original reference scenario in the PR14 plan (1976) and the critical year identified in the PR19 update (2011). The DO runs also identified an additional critical year in 1896. Additional drought scenarios were designed to address guidelines requirements to consider more extreme droughts than appeared in the historic record. Accordingly a sequence of synthetic droughts has been generated based on stochastic techniques. These identified flow sequences equivalent to 1 in 200 and 1 in 500 year events for drought durations of 18 months, 24 months and 30 months respectively. The impact on DO was most severe for the two 30 month sequences and these values have been presented here. These differ from the historic record runs in that only No Restriction output is available. Accordingly the LoS value is estimated only. | [8 empty] | Within WRMP DO calculation it is assumed that supply measures (1) , (2) and (3); and demand measure (4) (appeals for restraint) are used before invoking a TUB. Modelling of additional drought scenarios makes use of the same control curves and operational rules so the same options are employed. For the drought plan, those measures that have been quantified are those that would only be used during the severe stages of a drought, that is after the apply for a TUBs control curve has been crossed. Measures include supply side measures (8) and (9) and demand side measures (5) and (6) although for historic droughts it has been assumed that NEUBS are not required. The savings from demand side measures (4) , (5) and (6) have been estimated within the relevant Aquator model demand and savings profiles. When these are compared to those normalised to the demand values in section 10.4 it can be seen these are less than maximum savings. This is because modelling assumes demand side measures are implemented mid season as the relevant curves are crossed rather than at the start of summer as might be expected in a water savings campaign. The savings from supply side measures are similarly taken fron the Aquator model and associated datasets. The variability in yield is a function of the impact of the River Trent HOF on the number of days in particular drought that the Nethertown Pumpback can operate. In the more severe droughts use is heavily restricted under measure (2) but this also means that when a drought permit is put in place under measure (8) it has an increased impact.
Impact on Supply Demand
The combined impact of supply side and demand side drought measures can be seen to provide a positive SDB i.e. a good operational surplus of supply, over a wide range of drought scenarios in the base year 2016/17. The Company has also considered the resilience of its drought supply system over the planning period to 2044/45. The key drivers for change are climate change impacts on surface water sources, sustainability changes (reductions) to groundwater licences and increases in demand. This work indicates that we are resilient to more severe droughts than in the historic record and maintain a surplus under these scenarios.
Demands
Demands are based on the predicted 2016/17 Dry Year Annual Average baseline scenario. The dry year factors are based on 1995 dry year demand outturn but some variability has been observed in the historic record for customer demand during water resources drought years. For example demands during 2011 were in the normal range and no summer peak was observed. Accordingly demand values have not been varied between drought scenarios.